## Cover
QSAN Technology, Inc.
AegisSAN & TrioNAS Compatibility Matrix
Version 201910
114 台北市內湖區瑞湖街103號4樓
4F., No.103, Ruihu St., Neihu Dist., Taipei City 114, Taiwan (R.O.C.)
TEL : +886-2-7720-2118 FAX : +886-2-7720-0295

## Disclaimer
Disclaimer
1. | The compatibility matrix is for reference purpose only. It is subject to update at any time without notice.
2. | The compatibility test uses the versions as listed only.
3. | Althouth the test may spend a few hours up to a few days, it does not garentee the quality or reliability of these devices. The 3rd party device which has been listed means that it can work with our product at the time when testing it.

## Revision
Revision History
Date | Version | Description
2019-10-01 | 201910 | Rename Toshiba to KIOXIA (Toshiba) in "SAS SSD" & "SAS SSD". Move SAS 3.5" HDD - Western Digital (HGST) Ultrastar 7K6000 to Legacy in "SAS HDD".
2019-09-11 | 201910 | Add SAS 2.5" SSD - KIOXIA (Toshiba) HK6-R Series in "SATA SSD".
2019-07-29 | 201908 | Update SAS 2.5" SSD - Seagate Nytro 3731 SAS SSD Series in "SAS SSD". Update SAS 2.5" SSD - Seagate Nytro 3531 SAS SSD Series in "SAS SSD". Update SAS 2.5" SSD - Seagate Nytro 3531 SAS SSD Series in "SAS SSD". Update SAS 2.5" SSD - Seagate Nytro 3131 SAS SSD Series in "SAS SSD".
2019-07-03 | 201908 | Add SAS 3.5" HDD - Seagate Exos X16 Series in "SAS HDD". Add SAS 3.5" HDD - Seagate Exos 7E8 Series in "SAS HDD". Move SAS 3.5" HDD - Seagate Exos X14 Series to Legacy in "SAS HDD". Move SAS 3.5" HDD - Seagate Exos 7E8 V5 Series to Legacy in "SAS HDD".
2019-06-25 | 201907 | Add SAS 2.5" SSD - Seagate Nytro 3731 SAS SSD Series in "SAS SSD". Add SAS 2.5" SSD - Seagate Nytro 3531 SAS SSD Series in "SAS SSD". Add SAS 2.5" SSD - Seagate Nytro 3531 SAS SSD Series in "SAS SSD". Add SAS 2.5" SSD - Seagate Nytro 3131 SAS SSD Series in "SAS SSD".
2019-06-17 | 201907 | Add SAS 2.5" SSD - Toshiba PM5-M Series in "SAS SSD". Add SAS 2.5" SSD - Toshiba PM5-V Series in "SAS SSD". Add SAS 2.5" SSD - Toshiba PM5-R Series in "SAS SSD".
2019-05-13 | 201906 | Add SAS 3.5" HDD - Toshiba MG07SCA**** (512e) Series in "SAS HDD".
2019-05-07 | 201906 | Add SATA 2.5" SSD - Seagate Nytro 1351 SATA SSD Series in "SATA SSD".
2019-02-15 | 201903 | Add SAS 3.5" HDD - Seagate Exos X14 Series in "SAS HDD".
2018-11-29 | 201812 | Move AegisSAN LX, AegisSAN V100, TrioNAS LX to Legacy.
2018-11-23 | 201812 | Add SAS 3.5" HDD - Western Digital Ultrastar DC HC530 Series in "SAS HDD".
2018-11-13 | 201812 | Add SATA 2.5" SSD - Seagate Nytro 1351 SATA SSD Series in "SATA SSD".
2018-11-09 | 201812 | Add SAS 2.5" SSD - Seagate Nytro 3330 SAS SSD Series in "SAS SSD".
2018-11-05 | 201812 | Add SAS 3.5" HDD - Western Digital (HGST) Ultrastar DC HC320 (7K8) Series in "SAS HDD". Add SAS 2.5" SSD - Western Digital (HGST) Ultrastar DC SS530 Series in "SAS SSD". Rename HGST to Western Digital (HGST) in "SAS HDD" & "SAS HDD". Rename SAS 3.5" HDD - Western Digital (HGST) Ultrastar DC HC510 (He10) Series in "SAS HDD". Update SAS 2.5" HDD - Toshiba AL14SXB**E* Series in "SAS HDD".
2018-09-28 | 201810 | Move SAS 2.5" HDD - HGST Ultrastar C10K900 Series to Legacy in "SAS HDD". Move SAS 2.5" HDD - HGST Ultrastar SSD1600MR Series to Legacy in "SAS HDD". Move SAS 2.5" SSD - Micron S600DC Series to Legacy in "SAS SSD". Move SAS 2.5" SSD - Seagate 1200.2 SSD Series to Legacy in "SAS SSD". Move SAS 2.5" SSD - Toshiba PX04SMB*** Series to Legacy in "SAS SSD". Move SATA 3.5" HDD - Seagate Surveillance HDD Series to Legacy in "SATA HDD". Move SATA 2.5" HDD - Seagate Constellation.2 Series to Legacy in "SATA HDD". Move SATA 2.5" SSD - Crucial MX300 SSD Series to Legacy in "SATA SSD". Move SATA 2.5" SSD - Intel DC S3510 Series to Legacy in "SATA SSD". Move SATA 2.5" SSD - Intel DC S3710 Series to Legacy in "SATA SSD". Move SATA 2.5" SSD - Intel DC S3500 Series to Legacy in "SATA SSD". Move SATA 2.5" SSD - Micron M510DC Series to Legacy in "SATA SSD". Move SATA 2.5" SSD - Micron M600 Series to Legacy in "SATA SSD". Move SATA 2.5" SSD - Micron M500DC Series to Legacy in "SATA SSD".
2018-09-17 | 201810 | Add SAS 2.5" SSD - Seagate Nytro 3530 SAS SSD Series in "SAS SSD".
2018-08-24 | 201809 | Add SAS 3.5" HDD - Seagate Exos 7E8 (SED) Series in "SAS HDD".
2018-08-14 | 201809 | Add SAS 3.5" HDD - Seagate Exos X12 Series in "SAS HDD".
2018-05-10 | 201806 | Add SAS 3.5" HDD - HGST Ultrastar DC HC310 (7K6) Series in "SAS HDD". Add SAS 2.5" HDD - Toshiba AL14SXB**E* Series in "SAS HDD". Move SAS 3.5" HDD - HGST Ultrastar He8 Series to Legacy in "SAS HDD".
2018-04-16 | 201805 | Add SAS 2.5" HDD - Toshiba AL15SEB**E* Series in "SAS HDD".
2018-03-28 | 201804 | Remove hidden columns in order to avoid misunderstanding.
2018-02-09 | 201803 | Add SAS 2.5" HDD - Seagate Exos 10E2400 Series in "SAS HDD".
2018-01-26 | 201802 | Move SAS 2.5" HDD - Seagate Enterprise Performance 15K HDD 15K.5 Series to Legacy in "SAS HDD". Move SAS 2.5" HDD - Seagate Enterprise Performance 10K HDD 10K.8 Series to Legacy in "SAS HDD".
2018-01-02 | 201801 | Move SAS 3.5" HDD - Seagate Enterprise Capacity 3.5 HDD V.4 Series to Legacy in "SAS HDD".
2017-11-29 | 201712 | Move SAS 3.5" HDD - HGST Ultrastar 7K4000 to Legacy in "SAS HDD".
2017-11-29 | 201712 | Move SAS 3.5" HDD - HGST Ultrastar 7K4000 to Legacy in "SAS HDD".
2017-11-28 | 201712 | Add SAS 2.5" SSD - Seagate Nytro 1200.2 SSD in "SAS SSD". Add SATA 3.5" HDD - Toshiba DT01ACA*** Series in "SATA HDD". Add SATA 3.5" HDD - Toshiba MD04ACA*** Series in "SATA HDD".
2017-11-27 | 201712 | Separate AegisSAN & TrioNAS Compatibility Matrix.

## SAS HDD
[10 empty] | AegisSAN Q500 |  |  | TrioNAS LX | JBOD |  |  |  | legacy AegisSAN LX |  |  |  |  | legacy AegisSAN V100 | legacy TrioNAS LX |  | Legacy AegisSAN | [9 empty] | Legacy |  |  | Legacy JBOD
Comment: V: Test with the FW version X: Not recommend /: Not suitable | [9 empty] | Q500-P10 Q500-P20 Q500-P21 | Q500-F21 Q500-F30 | Q500-S20 | U300Q-P10 U300Q-P20 U300Q-F30 | J300Q-D424 J300Q-C424 J300Q-D316 J300Q-C316 J300Q-D212 J300Q-C212 | J300Q-D224 J300Q-C224 | J300Q-D460 J300Q-C460 | J100 | P400Q-D424 P400Q-S424 P400Q-D316 P400Q-S316 P400Q-D212 P400Q-S212 | P600Q-D424 P600Q-S424 P600Q-D316 P600Q-S316 P600Q-D212 P600Q-S212 | F600Q-D424 F600Q-S424 F600Q-D316 F600Q-S316 F600Q-D212 F600Q-S212 | F630Q-D424 F630Q-S424 F630Q-D316 F630Q-S316 F630Q-D212 F630Q-S212 | P400Q-D460 P400Q-S460 P600Q-D460 P600Q-S460 F600Q-D460 F600Q-S460 | V100-P10 V100-P20 V100-F30 | U400Q-S424 U400Q-S316 U400Q-S212 U600Q-S424 U600Q-S316 U600Q-S212 | U400HA-D424 U400HA-D316 U400HA-D212 U600HA-D424 U600HA-D316 U600HA-D212 | F300Q-D424 F300Q-S424 F300Q-D316 F300Q-S316 F300Q-D212 F300Q-S212 | F300Q-D224 F300Q-S224 | F400Q-D424 F400Q-S424 F400Q-D316 F400Q-S316 F400Q-D212 F400Q-S212 | F400Q-D224 F400Q-S224 | P300Q-D424 P300Q-S424 P300Q-D316 P300Q-S316 P300Q-D212 P300Q-S212 | P300Q-D224 P300Q-S224 | P500Q-D424 P500Q-S424 P500Q-D316 P500Q-S316 P500Q-D212 P500Q-S212 | P500Q-D224 P500Q-S224 | S300Q-D424 S300Q-S424 S300Q-D316 S300Q-S316 S300Q-D212 S300Q-S212 | S300Q-D224 S300Q-S224 | F200V40 F200V50 F200V51 F200V60 F200V61 | P210V40 P210V50 P210V51 P210V60 P210V61 | S510V40 S510V50 S510V51 S510V60 S510V61 | J200V40 J200V50 J200V51 J200V60 J200V61
FF | Brand | Series | Model | Capa city | RPM | Inter face | FW | Comment | Date | LFF | LFF | LFF | LFF | LFF | SFF | LFF | LFF | LFF | LFF | LFF | LFF | LFF | LFF | LFF | LFF
SAS 3.5" HDD
3.5 | Seagate | Exos X16 | ST16000NM002G ST14000NM002G | 16TB 14TB | 7200 | 12Gb/s | E001 | 512e/4Kn | 2019-07-03 | V (FW 3.7.7) | V (FW 3.7.7) | V (FW 3.7.7) |  | V (FW 1.7.4) | / | V (FW 1.7.4) | [10 empty] | / |  | / |  | / |  | / |  | /
3.5 | Seagate | Exos X12 | ST12000NM0027 | 12TB | 7200 | 12Gb/s | E002 | 512e/4Kn | 2018-08-14 | V (FW 3.7.6) | V (FW 3.7.6) | V (FW 3.7.6) |  | V (FW 1.7.4) | / | V (FW 1.7.4) | [10 empty] | / |  | / |  | / |  | / |  | /
3.5 | Seagate | Exos 7E8 | ST8000NM001A ST6000NM029A ST4000NM005A ST2000NM004A | 8TB 6TB 4TB 2TB | 7200 | 12Gb/s | E001 | 512e | 2019-07-03 | V (FW 3.7.7) | V (FW 3.7.7) | V (FW 3.7.7) |  | V (FW 1.7.4) | / | V (FW 1.7.4) |  | V (FW 3.7.3) | V (FW 3.7.3) | V (FW 3.7.3) | V (FW 3.7.3) | V (FW 3.7.3) |  |  | V (FW 2.1.3) |  | / |  | / |  | / |  | / |  | /
3.5 | Toshiba | MG07SCA**** Series | MG07SCA14TE MG07SCA12TE | 14TB 12TB | 7200 | 12Gb/s | 0101 | 512e | 2019-05-13 | V (FW 3.7.7) | V (FW 3.7.7) | V (FW 3.7.7) |  | V (FW 1.7.4) | / | V (FW 1.7.4) | [10 empty] | / |  | / |  | / |  | / |  | /
3.5 | Toshiba | MG04SCA**E* Series | MG04SCA60EE MG04SCA50EE MG04SCA40EE MG04SCA20EE | 6TB 5TB 4TB 2TB | 7200 | 12Gb/s | 0103 | 512e Q500 2U12 is supported after shipment in Nov. 2016. | 2017-05-18 | V (FW 3.7.5) X (Q500 2U12 before shipment in Nov. 2016.) | V (FW 3.7.5) X (Q500 2U12 before shipment in Nov. 2016.) | V (FW 3.7.5) X (Q500 2U12 before shipment in Nov. 2016.) |  | V (FW 1.7.4) | / | V (FW 1.7.4) |  | V (FW 3.7.5) | V (FW 3.7.5) | V (FW 3.7.5) | V (FW 3.7.5) | V (FW 3.7.5) | [13 empty] | / | / | / | /
3.5 | Toshiba | MG04SCA**0* Series | MG04SCA500E MG04SCA400E MG04SCA300E MG04SCA200E | 5TB 4TB 3TB 2TB | 7200 | 6Gb/s | 0102 0103 | 512e FW 0102 has some minor bugs, suggest to upgrade FW 0103 | 2014/9/30 2015/1/28 | V (FW 1.2.1) V (FW 1.4.1) | V (FW 1.2.1) V (FW 1.4.1) | V |  | V (FW 1.7.0) V (FW 1.7.2) | / | V |  | V (FW 3.3.0) V (FW 3.4.0) | V (FW 3.3.0) V (FW 3.4.0) | V (FW 3.3.0) V (FW 3.4.0) | V (FW 3.3.0) V (FW 3.4.0) | V |  | V (FW 1.3.1) V (FW 1.4.1) | V (FW 1.0.0)
3.5 | Toshiba | MG03SCA*** Series | MG03SCA400 MG03SCA300 MG03SCA200 MG03SCA100 | 4TB 3TB 2TB 1TB | 7200 | 6Gb/s | 1001 | 512n | 2013-06-25 | V (FW 1.0.0) | V (FW 1.0.0) | V |  | V (FW 1.4.3) | / | V |  | V (FW 3.0.6) | V (FW 3.0.6) | V (FW 3.0.6) | V (FW 3.0.6) | V |  | V (FW 1.1.1) |  | V (FW 2.2.5) | / | V (FW 2.2.5) | / | V (FW 2.2.5) | / | V (FW 2.2.5) | / | V (FW 2.2.5) | /
3.5 | Western Digital | Ultrastar DC HC530 | HUS721414AL5204 | 14TB | 7200 | 12Gb/s | 07A | 512e, SE | 2018-11-16 | V (FW 3.7.6) | V (FW 3.7.6) | V (FW 3.7.6) |  | V (FW 1.7.4) | / | V (FW 1.7.4) | [10 empty] | / |  | / |  | / |  | / |  | /
3.5 | Western Digital (HGST) | Ultrastar DC HC320 (7K8) | HUS728T8TAL5204 | 8TB | 7200 | 12Gb/s | 410 | 512e, SE | 2018-11-05 | V (FW 3.7.6) | V (FW 3.7.6) | V (FW 3.7.6) |  | V (FW 1.7.4) | / | V (FW 1.7.4) | [10 empty] | / |  | / |  | / |  | / |  | /
3.5 | Western Digital (HGST) | Ultrastar DC HC510 (He10) | HUH721010AL5200 HUH721008AL5200 | 10TB 8TB | 7200 | 12Gb/s | A21D | 512e, Helium HDD Q500 2U12 is supported after shipment in Nov. 2016. | 2016-07-29 | V (FW 3.7.2) X (Q500 2U12 before shipment in Nov. 2016.) | V (FW 3.7.2) X (Q500 2U12 before shipment in Nov. 2016.) | V (FW 3.7.2) X (Q500 2U12 before shipment in Nov. 2016.) |  | V (FW 1.7.4) | / |  |  | V (FW 3.7.3) | V (FW 3.7.3) | V (FW 3.7.3) | V (FW 3.7.3) | V (FW 3.7.3) |  |  | V (FW 2.1.3) |  | / |  | / |  | / |  | / |  | /
3.5 | Western Digital (HGST) | Ultrastar DC HC310 (7K6) | HUS726T6TAL5204 HUS726T4TAL5204 | 6TB 4TB | 7200 | 12Gb/s | 40H | 512e, SE | 2018-05-10 | V (FW 3.7.6) | V (FW 3.7.6) | V (FW 3.7.6) |  | V (FW 1.7.4) | / | V (FW 1.7.4) | [10 empty] | / |  | / |  | / |  | / |  | /
SAS 2.5" HDD
2.5 | Seagate | Exos 10E2400 | ST2400MM0129 ST1800MM0129 ST1200MM0129 ST600MM0099 | 2.4TB 1.8TB 1.2TB 600GB | 10000 | 12Gb/s | C003 | 512e / 4Kn | 2018-02-09 | V (FW 3.7.5) X (Q500 2U12 before shipment in Nov. 2016.) | V (FW 3.7.5) X (Q500 2U12 before shipment in Nov. 2016.) | V (FW 3.7.5) X (Q500 2U12 before shipment in Nov. 2016.) |  | V (FW 1.7.4) | V (FW 1.7.4) | V (FW 1.7.4)
2.5 | Seagate | Exos 7E2000 Enterprise Capacity 2.5 HDD V.3 | ST2000NX0273 ST1000NX0333 | 2TB 1TB | 7200 | 12Gb/s | E002 | 512e Q500 2U12 is supported after shipment in Nov. 2016. | 2016-10-03 | V (FW 3.7.4) X (Q500 2U12 before shipment in Nov. 2016.) | V (FW 3.7.4) X (Q500 2U12 before shipment in Nov. 2016.) | V (FW 3.7.4) X (Q500 2U12 before shipment in Nov. 2016.) |  | V (FW 1.7.4) | V (FW 1.7.4) | V (FW 1.7.4) |  | V (FW 3.7.4) | V (FW 3.7.4) | V (FW 3.7.4) | V (FW 3.7.4) | V (FW 3.7.4)
2.5 | Toshiba | AL14SXB**E* Series | AL14SXB90EE AL14SXB60EE AL14SXB30EE | 900GB 600GB 300GB | 15000 | 12Gb/s | 0101 0102 | 512e | 2018/5/10 2018/11/5 | V (FW 3.7.6) | V (FW 3.7.6) | V (FW 3.7.6) |  | V (FW 1.7.4) | V (FW 1.7.4) | V (FW 1.7.4)
2.5 | Toshiba | AL15SEB**E* Series | AL15SEB24EQ AL15SEB18EQ AL15SEB12EQ AL15SEB09EQ AL15SEB06EQ | 2.4TB 1.8TB 1.2TB 900GB 600GB | 10500 | 12Gb/s | 0102 | 512e | 2018-04-16 | V (FW 3.7.6) | V (FW 3.7.6) | V (FW 3.7.6) |  | V (FW 1.7.4) | V (FW 1.7.4) | V (FW 1.7.4)
2.5 | Toshiba | AL14SEB***N Series | AL14SEB120N AL14SEB090N AL14SEB060N AL14SEB045N AL14SEB030N | 1.2TB 900GB 600GB 450GB 300GB | 10500 | 12Gb/s | 0102 | 512n Q500 2U12 is supported after shipment in Nov. 2016. | 2015-08-26 | V (FW 3.6.1) X (Q500 2U12 before shipment in Nov. 2016.) | V (FW 3.6.1) X (Q500 2U12 before shipment in Nov. 2016.) | V X (Q500 2U12 before shipment in Nov. 2016.) | V (FW 2.0.0) | V (FW 1.7.4) | V (FW 1.7.4) | V |  | V (FW 3.6.2) | V (FW 3.6.2) | V (FW 3.6.2) | V (FW 3.6.2) | V (FW 3.6.2) |  |  | V (FW 1.1.0) | [10 empty] | / | / | / | /
2.5 | Western Digital (HGST) | Ultrastar C10K1800 | HUC101818CS4204 HUC101812CS4204 HUC101890CS4204 HUC101860CS4204 HUC101845CS4204 | 1.8TB 1.2TB 900GB 600GB 450GB | 10500 | 12Gb/s | 730 | 4Kn/512e Q500 2U12 is supported after shipment in Nov. 2016. | 2015/12/31 2016/1/30 | V (FW 3.7.1) X (Q500 2U12 before shipment in Nov. 2016.) | V (FW 3.7.1) X (Q500 2U12 before shipment in Nov. 2016.) | V (FW 3.7.1) X (Q500 2U12 before shipment in Nov. 2016.) |  | V (FW 1.7.4) | V (FW 1.7.4) | V |  | V (FW 3.7.1) | V (FW 3.7.1) | V (FW 3.7.1) | V (FW 3.7.1) | V (FW 3.7.1) |  |  | V (FW 2.1.3) |  | / |  | / |  | / |  | / |  | /
Legacy SAS 3.5" HDD
3.5 | HGST | Ultrastar He8 | HUH728080AL5200 HUH728060AL5200 | 8TB 6TB | 7200 | 12Gb/s | 515 | 512e, Helium HDD Q500 2U12 is supported after shipment in Nov. 2016. | 2015/3/27 2015/10/7 | V (FW 3.5.0) X (Q500 2U12 before shipment in Nov. 2016.) | V (FW 3.5.0) X (Q500 2U12 before shipment in Nov. 2016.) | V X (Q500 2U12 before shipment in Nov. 2016.) | X (Tray is very tight) | V (FW 1.7.2) | / | V | X (Tray is very tight) | V (FW 3.5.0) | V (FW 3.5.0) | V (FW 3.5.0) | V (FW 3.5.0) | V | X (Tray is very tight) | V (FW 2.1.0) | V (FW 1.0.0) |  | / |  | / |  | / |  | / |  | /
3.5 | HGST | Ultrastar 15K600 | HUS156045VLS600 | 450GB | 15000 | 6Gb/s | A510 |  | 2010-10-08 |  |  |  |  | V | / | V | [9 empty] | V (FW 1.0.2) | / | V | / | V (FW 1.0.2) | / | V (FW 1.0.2) | / | V (FW 1.0.2) | / | V (FW 1.0.7) | V (FW 1.0.7) | V (FW 1.0.7) | V
3.5 | Hitachi | Ultrastar 15K300 | HUS153073VLS300 | 73GB | 15000 | 3Gb/s | A510 |  | 2009-01-08 |  |  |  |  | V | [11 empty] | V |  | V |  | V |  | V |  | V |  | V | V | V | V
3.5 | Hitachi | Ultrastar 15K147 | HUS151436VLS300 | 36GB | 15000 | 3Gb/s | [7 empty] | V | [11 empty] | V |  | V |  | V |  | V |  | V |  | V | V | V | V
3.5 | HGST | Ultrastar 7K4000 | HUS724040ALS640 HUS724030ALS640 HUS724020ALS640 | 4TB 3TB 2TB | 7200 | 6Gb/s | A152 | 512n | 2013/10/28 2013/11/28 | V (FW 1.0.0) | V (FW 1.0.0) | V | V (FW 1.4.0) | V (FW 1.4.4) | / | V | V (FW 1.7.0) | V (FW 3.0.9) | V (FW 3.0.9) | V (FW 3.0.9) | V (FW 3.0.9) | V | V (FW 1.1.0) | V (FW 1.2.1) | V (FW 1.0.0) |  | / |  | / |  | / |  | / |  | /
3.5 | HGST | Ultrastar 7K3000 | HUS723030ALS640 | 3TB | 7200 | 6Gb/s | A222 |  | 2013-03-01 |  |  |  |  | V (FW 1.4.3) | / | V |  | V (FW 3.0.4) | V (FW 3.0.4) | V (FW 3.0.4) | V (FW 3.0.4) | V |  |  |  | V (FW 2.2.4) | / | V (FW 2.2.4) | / | V (FW 2.2.4) | / | V (FW 2.2.4) | / | V (FW 2.2.4) | /
3.5 | Seagate | Cheetah 15K.7 | ST3600057SS | 600GB | 15000 | 6Gb/s | 0008 0004 |  | 2011/3/7 2009/7/31 |  |  |  |  | V | / |  |  | V (FW 3.0.2) | V (FW 3.0.2) | V (FW 3.0.3) | V (FW 3.0.3) |  |  | V (FW 1.0.3) | V (FW 1.0.3) | V | / | V | / | V | / | V | / | V | / | V V (FW 1.0.6) | V V (FW 1.0.6) | V V (FW 1.0.6) | V
3.5 | Seagate | Cheetah 15K.6 | ST3450856SS | 450GB | 15000 | 3Gb/s | 0003 |  | 2008-08-28 |  |  |  |  | V | [11 empty] | V |  | V |  | V |  | V |  | V |  | V | V | V | V
3.5 | Seagate | Cheetah 15K.5 | ST3146855SS | 146GB | 15000 | 3Gb/s | 0003 |  | 2007-11-17 |  |  |  |  | V | [11 empty] | V |  | V |  | V |  | V |  | V |  | V | V | V | V
3.5 | Seagate | Cheetah 15K.5 | ST373455SS | 73GB | 15000 | 3Gb/s | 0003 | [6 empty] | V | [11 empty] | V |  | V |  | V |  | V |  | V |  | V | V | V | V
3.5 | Seagate | Cheetah 15K.4 | ST336754SS | 36GB | 15000 | 3Gb/s | [7 empty] | V | [11 empty] | V |  | V |  | V |  | V |  | V |  | V | V | V | V
3.5 | Seagate | Cheetah NS | ST3400755SS | 400GB | 10000 | 3Gb/s |  |  | 2007-11-07 |  |  |  |  | V | [11 empty] | V |  | V |  | V |  | V |  | V |  | V | V | V | V
3.5 | Seagate | Cheetah NS.2 | ST3600002SS | 600GB | 10000 | 6Gb/s | 0004 |  | 2009-07-31 |  |  |  |  | V | / | [10 empty] | V | / | V | / | V | / | V | / | V | / | V (FW 1.0.6) | V (FW 1.0.6) | V (FW 1.0.6) | V
3.5 | Seagate | Exos X14 | ST14000NM0048 ST12000NM0038 ST10000NM0528 | 14TB 12TB 10TB | 7200 | 12Gb/s | E002 | 512e/4Kn | 2019-02-15 | V (FW 3.7.7) | V (FW 3.7.7) | V (FW 3.7.7) |  | V (FW 1.7.4) | / | V (FW 1.7.4) | [10 empty] | / |  | / |  | / |  | / |  | /
3.5 | Seagate | Exos 7E8 Enterprise Capacity 3.5 HDD V.5 | ST8000NM0075 ST6000NM0095 ST4000NM0125 ST2000NM0135 | 8TB 6TB 4TB 2TB | 7200 | 12Gb/s | E002 | 512e Q500 2U12 is supported after shipment in Nov. 2016. | 2016/7/29 2016/8/31 2017/8/31 | V (FW 3.7.2) X (Q500 2U12 before shipment in Nov. 2016.) | V (FW 3.7.2) X (Q500 2U12 before shipment in Nov. 2016.) | V (FW 3.7.2) X (Q500 2U12 before shipment in Nov. 2016.) | V (FW 2.2.2) | V (FW 1.7.4) | / |  |  | V (FW 3.7.3) | V (FW 3.7.3) | V (FW 3.7.3) | V (FW 3.7.3) | V (FW 3.7.3) |  |  | V (FW 2.1.3) |  | / |  | / |  | / |  | / |  | /
3.5 | Seagate | Exos 7E8 Enterprise Capacity 3.5 HDD V.5 | ST8000NM0085 ST6000NM0195 ST4000NM0255 | 8TB 6TB 4TB | 7200 | 12Gb/s | ET04 | 512e, SED Q500 doesn't support SED function. | 2018-08-24 | V (FW 3.7.6) | V (FW 3.7.6) | V (FW 3.7.6) |  | V (FW 1.7.4) | / | V (FW 1.7.4) | [10 empty] | / |  | / |  | / |  | / |  | /
3.5 | Seagate | Enterprise Capacity 3.5 HDD V.4 | ST6000NM0034 ST4000NM0034 ST2000NM0034 | 6TB 4TB 2TB | 7200 | 12Gb/s | E005 | 512e Q500 2U12 is supported after shipment in Nov. 2016. | 2016-10-03 | V (FW 3.7.4) X (Q500 2U12 before shipment in Nov. 2016.) | V (FW 3.7.4) X (Q500 2U12 before shipment in Nov. 2016.) | V (FW 3.7.4) X (Q500 2U12 before shipment in Nov. 2016.) |  | V (FW 1.7.4) | V (FW 1.7.4) | V (FW 1.7.4) |  | V (FW 3.7.4) | V (FW 3.7.4) | V (FW 3.7.4) | V (FW 3.7.4) | V (FW 3.7.4)
3.5 | Seagate | Enterprise Capacity 3.5 HDD V.4 | ST6000NM0014 ST4000NM0014 ST2000NM0014 | 6TB 4TB 2TB | 7200 | 12Gb/s | K001 | 4Kn Q500 2U12 is supported after shipment in Nov. 2016. | 2015-03-27 | V (FW 3.5.0) X (Q500 2U12 before shipment in Nov. 2016.) | V (FW 3.5.0) X (Q500 2U12 before shipment in Nov. 2016.) | V X (Q500 2U12 before shipment in Nov. 2016.) | V (FW 1.4.0) | V (FW 1.7.2) | / | V |  | V (FW 3.5.0) | V (FW 3.5.0) | V (FW 3.5.0) | V (FW 3.5.0) | V |  | V (FW 1.4.1) | V (FW 1.0.0) |  | / |  | / |  | / |  | / |  | /
3.5 | Seagate | Enterprise Capacity 3.5 HDD Constellation ES.3 | ST4000NM0023 | 4TB | 7200 | 6Gb/s | 0001 0003 |  | 2012/12/20 2013/4/29 2013/9/29 2013/10/28 | V (FW 1.0.0) | V (FW 1.0.0) | V | V (FW 1.4.0) | V (FW 1.4.0) V (FW 1.4.3) | / | V (FW 1.5.0) | V (FW 1.7.0) | V (FW 3.0.4) V (FW 3.0.4) | V (FW 3.0.4) V (FW 3.0.4) | V (FW 3.0.3) V (FW 3.0.5) | V (FW 3.0.3) V (FW 3.0.5) | V (FW 3.0.8, 1TB easily has overheating problem) | V (FW 1.1.0) | V (FW 1.0.3) V (FW 1.1.0) |  | V (FW 2.2.4) V (FW 2.2.5) | / | V (FW 2.2.4) V (FW 2.2.5) | / | V (FW 2.2.4) V (FW 2.2.5) | / | V (FW 2.2.4) V (FW 2.2.5) | / | V (FW 2.2.4) V (FW 2.2.5) | /
3.5 | Seagate | Constellation ES.2 | ST33000650SS | 3TB | 7200 | 6Gb/s | 0002 0003 |  | 2011/8/26 2011/10/26 |  |  |  |  | V (FW 1.1.0) V (FW 1.2.0) | / | V |  | V (FW 1.0.0) V (FW 1.0.1) | V (FW 1.0.0) V (FW 1.0.1) | V (FW 1.0.0) | V (FW 1.0.0) | V |  | V (FW 1.0.3) |  | V (FW 2.1.1) V (FW 2.1.2) | / | V (FW 1.0.0) | / | V (FW 2.1.1) V (FW 2.1.2) | / | V (FW 2.1.1) V (FW 2.1.2) | / | V (FW 2.1.1) V (FW 2.1.2) | / | V (FW 1.0.12) V (FW 1.0.14) | V (FW 1.0.12) V (FW 1.0.14) | V (FW 1.0.12) V (FW 1.0.14) | V (FW 2.1.0) V (FW 2.1.1)
3.5 | Seagate | Constellation ES | ST2000NM0001 | 2TB | 7200 | 6Gb/s | 0001 0002 |  | 2011/9/22 2011/10/28 |  |  |  |  | V (FW 1.1.0) V (FW 1.2.0) | / | V |  | V (FW 1.0.0) V (FW 1.0.1) | V (FW 1.0.0) V (FW 1.0.1) | V (FW 1.0.0) | V (FW 1.0.0) | V |  | V (FW 1.0.3) |  | V (FW 2.1.1) V (FW 2.1.2) | / | V (FW 1.0.0) | / | V (FW 2.1.1) V (FW 2.1.2) | / | V (FW 2.1.1) V (FW 2.1.2) | / | V (FW 2.1.1) V (FW 2.1.2) | / | V (FW 1.0.12) V (FW 1.0.14) | V (FW 1.0.12) V (FW 1.0.14) | V (FW 1.0.12) V (FW 1.0.14) | V (FW 2.1.0) V (FW 2.1.1)
3.5 | Seagate | Barracuda ES.2 | ST31000640SS | 1TB | 7200 | 3Gb/s | 0002 |  | 2008-04-22 |  |  |  |  | V | [11 empty] | V |  | V |  | V |  | V |  | V |  | V | V | V | V
3.5 | Seagate | Constellation ES | ST32000444SS | 2TB | 7200 | 6Gb/s | 0005 |  | 2010-05-20 |  |  |  |  | V | / | [10 empty] | V (FW 1.0.2) | / | V | / | V (FW 1.0.2) | / | V (FW 1.0.2) | / | V (FW 1.0.2) | / | V (FW 1.0.7) | V (FW 1.0.7) | V (FW 1.0.7) | V
3.5 | Seagate | Constellation ES | ST31000424SS | 1TB | 7200 | 6Gb/s | 0005 |  | 2010-05-20 |  |  |  |  | V | / | [10 empty] | V (FW 1.0.2) | / | V | / | V (FW 1.0.2) | / | V (FW 1.0.2) | / | V (FW 1.0.2) | / | V (FW 1.0.7) | V (FW 1.0.7) | V (FW 1.0.7) | V
3.5 | Toshiba | AL13SEL Series | AL13SEL900 | 900GB | 10500 | 6Gb/s | 6101 |  | 2013-07-19 | V (FW 1.0.0) | V (FW 1.0.0) | V | V (FW 1.4.0) | V (FW 1.4.4) | / | V | V (FW 1.7.0) | V (FW 3.0.6) | V (FW 3.0.6) | V (FW 3.0.6) | V (FW 3.0.6) | V | V (FW 1.1.0) | V (FW 1.2.0) |  | V (FW 2.2.5) | / | V (FW 2.2.5) | / | V (FW 2.2.5) | / | V (FW 2.2.5) | / | V (FW 2.2.5) | /
3.5 | Toshiba | MBF Series | MK2001TRKB | 2TB | 7200 | 6Gb/s | 1003 |  | 2012-09-20 |  |  |  |  | V (FW 1.4.0) | / | V |  | V (FW 3.0.2) | V (FW 3.0.2) | V (FW 3.0.2) | V (FW 3.0.2) | V |  | V (FW 1.0.2) |  | V (FW 2.2.3) | / | V (FW 2.2.3) | / | V (FW 2.2.3) | / | V (FW 2.2.3) | / | V (FW2.2.2) | / | V (FW 1.2.0) | V (FW 1.2.0) | V (FW 1.2.0) | V (FW 2.2.0)
3.5 | Western Digital | WD RE (SAS) | WD4001FYYG-01SL3W0 | 4TB | 7200 | 6Gb/s | VR02 |  | 2013-03-08 | V (FW 1.0.0) | V (FW 1.0.0) | V | V (FW 1.4.0) | V (FW 1.4.3) | / | V | V (FW 1.7.0) | V (FW 3.0.4) | V (FW 3.0.4) | V (FW 3.0.4) | V (FW 3.0.4) | V | V (FW 1.1.0) | V (FW 1.1.0) |  | V (FW 2.2.4) | / | V (FW 2.2.4) | / | V (FW 2.2.4) | / | V (FW 2.2.4) | / | V (FW 2.2.4) | / | V (FW 1.2.0) | V (FW 1.2.0) | V (FW 1.2.0) | V (FW 2.2.0)
3.5 | Western Digital (HGST) | Ultrastar 7K6000 | HUS726060AL5210 HUS726050AL5210 HUS726040AL5210 HUS726020AL5210 | 6TB 5TB 4TB 2TB | 7200 | 12Gb/s | 519 | 512e Q500 2U12 is supported after shipment in Nov. 2016. | 2015/3/27 2015/10/7 | V (FW 3.5.0) X (Q500 2U12 before shipment in Nov. 2016.) | V (FW 3.5.0) X (Q500 2U12 before shipment in Nov. 2016.) | V X (Q500 2U12 before shipment in Nov. 2016.) |  | V (FW 1.7.2) | / | V |  | V (FW 3.5.0) | V (FW 3.5.0) | V (FW 3.5.0) | V (FW 3.5.0) | V |  | V (FW 2.1.0) | V (FW 1.0.0) |  | / |  | / |  | / |  | / |  | /
Legacy SAS 2.5" HDD
2.5 | HGST | Ultrastar C10K1200 | HUC101212CSS600 | 1.2TB | 10000 | 6Gb/s | A35A |  | 2013/7/12 2014/5/30 | V (FW 1.0.0) | V (FW 1.0.0) | V | V (FW 1.4.0) | V (FW 1.4.4) | V (FW 1.4.4) | V | V (FW 1.7.0) | V (FW 3.0.6) | V (FW 3.0.6) | V (FW 3.0.6) | V (FW 3.0.6) | V | V (FW 1.1.0) | V (FW 1.2.2) |  | V (FW 2.2.5) | V (FW 2.2.5) | V (FW 2.2.5) | V (FW 2.2.5) | V (FW 2.2.5) | V (FW 2.2.5) | V (FW 2.2.5) | V (FW 2.2.5) | V (FW 2.2.5) | V (FW 2.2.5) | / | / | / | /
2.5 | HGST | Ultrastar C10K900 | HUC109090CSS600 HUC109060CSS600 HUC109045CSS600 HUC109030CSS600 | 900GB 600GB 450GB 300GB | 10000 | 6Gb/s | A2D0 |  | 2013/3/27 2013/7/9 2014/5/30 | V (FW 1.0.0) | V (FW 1.0.0) | V | V (FW 1.4.0) | V (FW 1.4.3) | V (FW 1.4.3) | V | V (FW 1.7.0) | V (FW 3.0.6) | V (FW 3.0.6) | V (FW 3.0.6) | V (FW 3.0.6) | V | V (FW 1.1.0) | V (FW 1.2.2) |  | V (FW 2.2.4) | V (FW 2.2.4) | V (FW 2.2.4) | V (FW 2.2.4) | V (FW 2.2.4) | V (FW 2.2.4) | V (FW 2.2.4) | V (FW 2.2.4) | V (FW 2.2.4) | V (FW 2.2.4) | / | / | / | /
2.5 | HGST | Ultrastar C10K600 | HUC106060CSS600 | 600GB | 10000 | 6Gb/s | A150 |  | 2010-08-27 |  |  |  |  | V | V | V | [5 empty] | V |  |  |  | V (FW 1.0.2) | V (FW 1.0.2) | V | V | V (FW 1.0.2) | V (FW 1.0.2) | V (FW 1.0.2) | V (FW 1.0.2) | V (FW 1.0.2) | V (FW 1.0.2) | / | / | / | /
2.5 | Seagate | Enterprise Performance 15K HDD 15K.5 | ST600MX0052 ST300MM0012 | 600GB 300GB | 15000 | 12Gb/s | E004 | 512e, TurboBoost Q500 2U12 is supported after shipment in Nov. 2016. | 2016-10-03 | V (FW 3.7.4) X (Q500 2U12 before shipment in Nov. 2016.) | V (FW 3.7.4) X (Q500 2U12 before shipment in Nov. 2016.) | V (FW 3.7.4) X (Q500 2U12 before shipment in Nov. 2016.) |  | V (FW 1.7.4) | V (FW 1.7.4) | V (FW 1.7.4) |  | V (FW 3.7.4) | V (FW 3.7.4) | V (FW 3.7.4) | V (FW 3.7.4) | V (FW 3.7.4)
2.5 | Seagate | Enterprise Performance 15K HDD 15K.5 | ST600MP0005 ST300MP0005 | 600GB 300GB | 15000 | 12Gb/s | N003 | 512n Q500 2U12 is supported after shipment in Nov. 2016. | 2015-04-30 | V (FW 3.5.0) X (Q500 2U12 before shipment in Nov. 2016.) | V (FW 3.5.0) X (Q500 2U12 before shipment in Nov. 2016.) | V X (Q500 2U12 before shipment in Nov. 2016.) |  | V (FW 1.7.2) | V (FW 1.7.2) | V |  | V (FW 3.5.1) | V (FW 3.5.1) | V (FW 3.5.1) | V (FW 3.5.1) | V |  |  | V (FW 1.0.0) |  | / |  | / |  | / |  | / |  | /
2.5 | Seagate | Savvio 15K.3 | ST9300653SS ST9146853SS | 300GB 146GB | 15000 | 6Gb/s | 0002 |  | 2011-10-26 |  |  |  |  | V (FW 1.2.0) | V (FW 1.2.0) | V |  | V (FW 1.0.1) | V (FW 1.0.1) | V (FW 1.0.0) | V (FW 1.0.0) | V |  | V (FW 1.0.0) |  | V (FW 2.1.2) | V (FW 2.1.2) | V (FW 1.0.0) | V (FW 1.0.0) | V (FW 2.1.2) | V (FW 2.1.2) | V (FW 2.1.2) | V (FW 2.1.2) | V (FW 2.1.2) | V (FW 2.1.2) | / | / | / | /
2.5 | Seagate | Enterprise Performance 10K HDD 10K.8 | ST1800MM0018 ST1200MM0018 ST900MM0018 ST600MM0018 | 1.8TB 1.2TB 900GB 600GB | 10000 | 12Gb/s | E004 | 512e Q500 2U12 is supported after shipment in Nov. 2016. | 2016-10-03 | V (FW 3.7.4) X (Q500 2U12 before shipment in Nov. 2016.) | V (FW 3.7.4) X (Q500 2U12 before shipment in Nov. 2016.) | V (FW 3.7.4) X (Q500 2U12 before shipment in Nov. 2016.) |  | V (FW 1.7.4) | V (FW 1.7.4) | V (FW 1.7.4) |  | V (FW 3.7.4) | V (FW 3.7.4) | V (FW 3.7.4) | V (FW 3.7.4) | V (FW 3.7.4)
2.5 | Seagate | Enterprise Performance 10K HDD 10K.7 | ST1200MM0007 | 1.2TB | 10000 | 6Gb/s | 0001 |  | 2013-11-29 | V (FW 1.0.0) | V (FW 1.0.0) | V | V (FW 1.4.0) | V (FW 1.4.4) | V (FW 1.4.4) | V | V (FW 1.7.0) | V (FW 3.0.9) | V (FW 3.0.9) | V (FW 3.0.9) | V (FW 3.0.9) | V | V (FW 1.1.0) | V (FW 1.2.1) | [11 empty] | / | / | / | /
2.5 | Seagate | Savvio 15K.2 | ST9146852SS ST973452SS | 147GB 73GB | 15000 | 6Gb/s | 0002 |  | 2009-04-21 |  |  |  |  | V | V | V | [5 empty] | V |  |  |  | V | V | V | V | V | V | V | V | V | V | / | / | / | /
2.5 | Seagate | Savvio 10K.5 | ST9900805SS | 900GB | 10000 | 6Gb/s | 0001 |  | 2011-07-12 |  |  |  |  | V (FW 1.1.0) | V (FW 1.1.0) | [10 empty] | V (FW 2.1.0) | V (FW 2.1.0) | V (FW 1.0.0) | V (FW 1.0.0) | V (FW 2.1.0) | V (FW 2.1.0) | V (FW 2.1.0) | V (FW 2.1.0) | V (FW 2.1.0) | V (FW 2.1.0) | / | / | / | /
2.5 | Seagate | Savvio 10K.3 | ST9300603SS | 300GB | 10000 | 6Gb/s | 0003 |  | 2009-04-21 | [5 empty] | V | [11 empty] | V |  | V |  | V |  | V |  | V
2.5 | Seagate | Constellation | ST9500430SS | 500GB | 7200 | 6Gb/s | 0001 |  | 2009-04-17 |  |  |  |  | V | V | [10 empty] | V | V | V | V | V | V | V | V | V | V | / | / | / | /
2.5 | Western Digital | S25 | WD4500BKHG-02A29V0 | 450GB | 10000 | 6Gb/s | VG03 |  | 2011-08-26 |  |  |  |  | V (FW 1.1.0) | V (FW 1.1.0) |  |  | X (Bug for hot-plug, fixing) | X (Bug for hot-plug, fixing) | X (Bug for hot-plug, fixing) | X (Bug for hot-plug, fixing) |  |  | V (FW 1.0.0) | V (FW 1.0.0) | V (FW 2.1.1) | V (FW 2.1.1) | V (FW 1.0.0) | V (FW 1.0.0) | V (FW 2.1.1) | V (FW 2.1.1) | V (FW 2.1.1) | V (FW 2.1.1) | V (FW 2.1.1) | V (FW 2.1.1) | / | / | / | /
2.5 | Toshiba | MBF Series | MBF2600RC | 600GB | 10025 | 6Gb/s | 0109 |  | 2012-06-29 |  |  |  |  | V (FW 1.3.0) | V (FW 1.3.0) | V |  | V (FW 1.0.6) | V (FW 1.0.6) | V (FW 1.0.2) | V (FW 1.0.2) | V |  | V (FW 1.0.0) |  | V (FW 2.2.2) | V (FW 2.2.2) | V (FW 2.2.2) | V (FW 2.2.2) | V (FW 2.2.2) | V (FW 2.2.2) | V (FW 2.2.2) | V (FW 2.2.2) | V (FW 2.2.2) | V (FW 2.2.2) | / | / | / | /
2.5 | Western Digital | WD XE (SAS) | WD9001BKHG-02D22V1 | 900GB | 10000 | 6Gb/s | SR04 |  | 2012-11-01 | V (FW 1.0.0) | V (FW 1.0.0) | V | V (FW 1.4.0) | V (FW 1.4.0) | V (FW 1.4.0) | V | V (FW 1.7.0) | V (FW 3.0.2) | V (FW 3.0.2) | V (FW 3.0.3) | V (FW 3.0.3) | V | V (FW 1.1.0) | V (FW 1.0.3) |  | V (FW 2.2.4) | V (FW 2.2.4) | V (FW 2.2.4) | V (FW 2.2.4) | V (FW 2.2.4) | V (FW 2.2.4) | V (FW 2.2.4) | V (FW 2.2.4) | V (FW2.2.4) | V (FW2.2.4) | / | / | / | /

## SAS SSD
[10 empty] | AegisSAN Q500 |  |  | TrioNAS LX | JBOD |  |  |  | legacy AegisSAN LX |  |  |  |  | legacy AegisSAN V100 | legacy TrioNAS LX |  | Legacy AegisSAN | [9 empty] | Legacy |  |  | Legacy JBOD
Comment: V: Test with the FW version X: Not recommend /: Not suitable | [9 empty] | Q500-P10 Q500-P20 Q500-P21 | Q500-F21 Q500-F30 | Q500-S20 | U300Q-P10 U300Q-P20 U300Q-F30 | J300Q-D424 J300Q-C424 J300Q-D316 J300Q-C316 J300Q-D212 J300Q-C212 | J300Q-D224 J300Q-C224 | J300Q-D460 J300Q-C460 | J100 | P400Q-D424 P400Q-S424 P400Q-D316 P400Q-S316 P400Q-D212 P400Q-S212 | P600Q-D424 P600Q-S424 P600Q-D316 P600Q-S316 P600Q-D212 P600Q-S212 | F600Q-D424 F600Q-S424 F600Q-D316 F600Q-S316 F600Q-D212 F600Q-S212 | F630Q-D424 F630Q-S424 F630Q-D316 F630Q-S316 F630Q-D212 F630Q-S212 | P400Q-D460 P400Q-S460 P600Q-D460 P600Q-S460 F600Q-D460 F600Q-S460 | V100-P10 V100-P20 V100-F30 | U400Q-S424 U400Q-S316 U400Q-S212 U600Q-S424 U600Q-S316 U600Q-S212 | U400HA-D424 U400HA-D316 U400HA-D212 U600HA-D424 U600HA-D316 U600HA-D212 | F300Q-D424 F300Q-S424 F300Q-D316 F300Q-S316 F300Q-D212 F300Q-S212 | F300Q-D224 F300Q-S224 | F400Q-D424 F400Q-S424 F400Q-D316 F400Q-S316 F400Q-D212 F400Q-S212 | F400Q-D224 F400Q-S224 | P300Q-D424 P300Q-S424 P300Q-D316 P300Q-S316 P300Q-D212 P300Q-S212 | P300Q-D224 P300Q-S224 | P500Q-D424 P500Q-S424 P500Q-D316 P500Q-S316 P500Q-D212 P500Q-S212 | P500Q-D224 P500Q-S224 | S300Q-D424 S300Q-S424 S300Q-D316 S300Q-S316 S300Q-D212 S300Q-S212 | S300Q-D224 S300Q-S224 | F200V40 F200V50 F200V51 F200V60 F200V61 | P210V40 P210V50 P210V51 P210V60 P210V61 | S510V40 S510V50 S510V51 S510V60 S510V61 | J200V40 J200V50 J200V51 J200V60 J200V61
FF | Brand | Series | Model | Capa city | Inter face | Type | FW | Comment | Date | LFF | LFF | LFF | LFF | LFF | SFF | LFF | LFF | LFF | LFF | LFF | LFF | LFF | LFF | LFF | LFF
SAS 2.5" SSD
2.5 | KIOXIA (Toshiba) | PM5-M Series KPM51MUG**** Series | KPM51MUG3T20 KPM51MUG1T60 KPM51MUG800G KPM51MUG400G | 3.2TB 1.6TB 800GB 400GB | 12Gb/s | BiCS FLASH™ TLC | 0107 | 10 DWPD (Enterprise Write Intensive SSD) | 2019/6/17 | V (FW 3.7.7) | V (FW 3.7.7) | V (FW 3.7.7) |  | V (FW 1.7.4) | V (FW 1.7.4) | V (FW 1.7.4)
2.5 | KIOXIA (Toshiba) | PM5-V Series KPM51RUG**** Series | KPM51VUG6T40 KPM51VUG3T20 KPM51VUG1T60 KPM51VUG800G KPM51MUG400G | 6.4TB 3.2TB 1.6TB 800GB 400GB | 12Gb/s | BiCS FLASH™ TLC | 0107 | 3 DWPD (Enterprise Mixed Use SSD) | 2019/6/17 | V (FW 3.7.7) | V (FW 3.7.7) | V (FW 3.7.7) |  | V (FW 1.7.4) | V (FW 1.7.4) | V (FW 1.7.4)
2.5 | KIOXIA (Toshiba) | PM5-R Series KPM51RUG**** Series | KPM51RUG15T3 KPM51RUG7T68 KPM51RUG3T84 KPM51RUG1T92 KPM51RUG960G KPM51RUG480G | 15.36TB 7.68TB 3.84TB 1.92TB 960GB 480GB | 12Gb/s | BiCS FLASH™ TLC | 0107 | 1 DWPD (Enterprise Read Intensive SSD) | 2019/6/17 | V (FW 3.7.7) | V (FW 3.7.7) | V (FW 3.7.7) |  | V (FW 1.7.4) | V (FW 1.7.4) | V (FW 1.7.4)
2.5 | Seagate | Nytro 3731 SAS SSD | XS3200ME70004 XS1600ME70004 XS800ME70004 | 3.2TB 1.6TB 800GB | 12Gb/s | 3D eMLC | 0002 0003 | 10 DWPD (Write Intensive) | 2019/6/25 2019/7/29 | V (FW 3.7.7) | V (FW 3.7.7) | V (FW 3.7.7) |  | V (FW 1.7.4) | V (FW 1.7.4) | V (FW 1.7.4)
2.5 | Seagate | Nytro 3731 SAS SSD | XS3200ME70014 XS1600ME70014 XS800ME70014 | 3.2TB 1.6TB 800GB | 12Gb/s | 3D eMLC | 0002 0003 | 10 DWPD, SED (Write Intensive) | 2019/6/25 2019/7/29 | V (FW 3.7.7) | V (FW 3.7.7) | V (FW 3.7.7) |  | V (FW 1.7.4) | V (FW 1.7.4) | V (FW 1.7.4)
2.5 | Seagate | Nytro 3731 SAS SSD | XS3200ME70024 XS1600ME70024 | 3.2TB 1.6TB | 12Gb/s | 3D eMLC | 0002 0003 | 10 DWPD, FIPS 140-2 (Write Intensive) | 2019/6/25 2019/7/29 | V (FW 3.7.7) | V (FW 3.7.7) | V (FW 3.7.7) |  | V (FW 1.7.4) | V (FW 1.7.4) | V (FW 1.7.4)
2.5 | Seagate | Nytro 3531 SAS SSD | XS6400LE70004 XS3200LE70004 XS1600LE70004 XS800LE70004 | 6.4TB 3.2TB 1.6TB 800GB | 12Gb/s | 3D eMLC | 0002 0003 | 3 DWPD (Mixed Workloads) | 2019/6/25 2019/7/29 | V (FW 3.7.7) | V (FW 3.7.7) | V (FW 3.7.7) |  | V (FW 1.7.4) | V (FW 1.7.4) | V (FW 1.7.4)
2.5 | Seagate | Nytro 3531 SAS SSD | XS6400LE70014 XS3200LE70014 XS1600LE70014 XS800LE70014 | 6.4TB 3.2TB 1.6TB 800GB | 12Gb/s | 3D eMLC | 0002 0003 | 3 DWPD, SED (Mixed Workloads) | 2019/6/25 2019/7/29 | V (FW 3.7.7) | V (FW 3.7.7) | V (FW 3.7.7) |  | V (FW 1.7.4) | V (FW 1.7.4) | V (FW 1.7.4)
2.5 | Seagate | Nytro 3531 SAS SSD | XS3200LE70024 XS1600LE70024 XS800LE70024 | 3.2TB 1.6TB 800GB | 12Gb/s | 3D eMLC | 0002 0003 | 3 DWPD, FIPS-2 (Mixed Workloads) | 2019/6/25 2019/7/29 | V (FW 3.7.7) | V (FW 3.7.7) | V (FW 3.7.7) |  | V (FW 1.7.4) | V (FW 1.7.4) | V (FW 1.7.4)
2.5 | Seagate | Nytro 3331 SAS SSD | XS7680SE70004 XS3840SE70004 XS1920SE70004 XS960SE70004 | 7.68TB 3.84TB 1.92TB 960GB | 12Gb/s | 3D eMLC | 0002 0003 | 1 DWPD (Scaled Endurance) | 2019/6/25 2019/7/29 | V (FW 3.7.7) | V (FW 3.7.7) | V (FW 3.7.7) |  | V (FW 1.7.4) | V (FW 1.7.4) | V (FW 1.7.4)
2.5 | Seagate | Nytro 3331 SAS SSD | XS7680SE70014 XS3840SE70014 XS1920SE70014 XS960SE70014 | 7.68TB 3.84TB 1.92TB 960GB | 12Gb/s | 3D eMLC | 0002 0003 | 1 DWPD,SED (Scaled Endurance) | 2019/6/25 2019/7/29 | V (FW 3.7.7) | V (FW 3.7.7) | V (FW 3.7.7) |  | V (FW 1.7.4) | V (FW 1.7.4) | V (FW 1.7.4)
2.5 | Seagate | Nytro 3331 SAS SSD | XS7680SE70024 XS3840SE70024 XS1920SE70024 XS960SE70024 | 7.68TB 3.84TB 1.92TB 960GB | 12Gb/s | 3D eMLC | 0002 0003 | 1 DWPD, FIPS 140-2 (Scaled Endurance) | 2019/6/25 2019/7/29 | V (FW 3.7.7) | V (FW 3.7.7) | V (FW 3.7.7) |  | V (FW 1.7.4) | V (FW 1.7.4) | V (FW 1.7.4)
2.5 | Seagate | Nytro 3131 SAS SSD | XS15360TE70004 XS7680TE70004 XS3840TE70004 | 15.36TB 7.68TB 3.84TB | 12Gb/s | 3D eMLC | 0002 0003 | 0.7 DWPD (Read Intensive) | 2019/6/25 2019/7/29 | V (FW 3.7.7) | V (FW 3.7.7) | V (FW 3.7.7) |  | V (FW 1.7.4) | V (FW 1.7.4) | V (FW 1.7.4)
2.5 | Seagate | Nytro 3131 SAS SSD | XS15360TE70014 XS7680TE70014 XS3840TE70014 | 15.36TB 7.68TB 3.84TB | 12Gb/s | 3D eMLC | 0002 0003 | 0.7 DWPD, SED (Read Intensive) | 2019/6/25 2019/7/29 | V (FW 3.7.7) | V (FW 3.7.7) | V (FW 3.7.7) |  | V (FW 1.7.4) | V (FW 1.7.4) | V (FW 1.7.4)
2.5 | Seagate | Nytro 3131 SAS SSD | XS15360TE70024 | 15.36TB | 12Gb/s | 3D eMLC | 0002 0003 | 0.7 DWPD, FIPS-140-2 (Read Intensive) | 2019/6/25 2019/7/29 | V (FW 3.7.7) | V (FW 3.7.7) | V (FW 3.7.7) |  | V (FW 1.7.4) | V (FW 1.7.4) | V (FW 1.7.4)
2.5 | Seagate | Nytro 3530 SAS SSD | XS3200LE10003 XS1600LE10003 XS800LE10003 XS400LE10003 | 3.2TB 1.6TB 800GB 400GB | 12Gb/s | 3D eMLC | 0001 | 3 DWPD (Light Endurence) | 2018-09-17 | V (FW 3.7.6) | V (FW 3.7.6) | V (FW 3.7.6) |  | V (FW 1.7.4) | V (FW 1.7.4) | V (FW 1.7.4)
2.5 | Seagate | Nytro 3330 SAS SSD | XS15360SE70103 XS7680SE70103 XS3840SE10103 XS1920SE10103 XS960SE10003 | 15.36TB 7.68TB 3.84TB 1.92TB 960GB | 12Gb/s | 3D eTLC | 0001 | 1 DWPD (Scaled Endurance) | 2018-11-09 | V (FW 3.7.6) | V (FW 3.7.6) | V (FW 3.7.6) |  | V (FW 1.7.4) | V (FW 1.7.4) | V (FW 1.7.4)
2.5 | Seagate | Nytro 1200.2 SSD | ST3200FM0023 ST1600FM0003 ST800FM0173 ST400FM0233 | 3.2TB 1.6TB 800GB 400GB | 12Gb/s | eMLC | A105 | 10 DWPD | 2017-11-28 | [13 empty] | V (FW 3.7.5)
2.5 | Seagate | Nytro 1200.2 SSD | ST3200FM0033 ST1600FM0013 ST800FM0183 ST400FM0243 | 3.2TB 1.6TB 800GB 400GB | 12Gb/s | eMLC | A102 | 10 DWPD, SED | 2017-11-28 | [13 empty] | V (FW 3.7.5)
2.5 | Western Digital (HGST) | Ultrastar DC SS530 | WUSTM3232ASS204 WUSTM3216ASS204 WUSTM3280ASS204 WUSTM3240ASS204 | 3.2TB 1.6TB 800GB 400GB | 12Gb/s | MLC | C900 | 10 DWPD, SE | 2018-11-05 | V (FW 3.7.6) | V (FW 3.7.6) | V (FW 3.7.6) |  | V (FW 1.7.4) | V (FW 1.7.4) | V (FW 1.7.4)
Legacy SAS 2.5" SSD
2.5 | HGST | Ultrastar SSD1600MR | HUSMR1619ASS230 HUSMR1616ASS200 HUSMR1610ASS200 HUSMR1680ASS200 HUSMR1650ASS200 HUSMR1640ASS200 HUSMR1625ASS200 | 1.92TB 1.6TB 1TB 800GB 500GB 400GB 250GB | 12Gb/s | MLC | A2C0 | 3 DWPD Q500 2U12 is supported after shipment in Nov. 2016. | 2016/3/24 2016/7/29 2016/8/31 | V (FW 3.7.2) X (Q500 2U12 before shipment in Nov. 2016.) | V (FW 3.7.2) X (Q500 2U12 before shipment in Nov. 2016.) | V (FW 3.7.2) X (Q500 2U12 before shipment in Nov. 2016.) |  | V (1.7.4) | V (1.7.4) | V (1.7.4) |  | V (FW 3.7.2) | V (FW 3.7.2) | V (FW 3.7.2) | V (FW 3.7.2) | V (FW 3.7.2) |  |  | V (FW 2.1.3)
2.5 | HGST | Ultrastar SSD400M | HUSML4040ASS600 | 400GB | 6Gb/s | MLC | A294 |  | 2012-03-13 |  |  |  |  | V (FW 1.3.0) | V (FW 1.3.0) | V |  | V (FW 1.0.3) | V (FW 1.0.3) | V (FW 1.0.1) | V (FW 1.0.1) | V |  | V (FW 1.0.0) |  | V (FW 2.2.1) | V (FW 2.2.1) | V (FW 2.2.1) | V (FW 2.2.1) | V (FW 2.2.1) | V (FW 2.2.1) | V (FW 2.2.1) | V (FW 2.2.1) | V (FW 2.2.1) | V (FW 2.2.1) | / | / | / | /
2.5 | Micron | S600DC Series S630DC | MTFDJAL3T8MBT MTFDJAL3T2MBT MTFDJAL1T9MBT MTFDJAL1T6MBT MTFDJAK960MBT MTFDJAK800MBT MTFDJAK480MBT MTFDJAK400MBT | 3.84TB 3.2TB 1.92TB 1.6TB 960GB 800GB 480GB 400GB | 12Gb/s | MLC | M013 | 2–3 DWPD Q500 2U12 is supported after shipment in Nov. 2016. | 2017-02-07 | V (FW 3.7.5) X (Q500 2U12 before shipment in Nov. 2016.) | V (FW 3.7.5) X (Q500 2U12 before shipment in Nov. 2016.) | V (FW 3.7.5) X (Q500 2U12 before shipment in Nov. 2016.) |  | V (FW 1.7.4) | V (FW 1.7.4) | V (FW 1.7.4) |  | V (FW 3.7.5) | V (FW 3.7.5) | V (FW 3.7.5) | V (FW 3.7.5) | V (FW 3.7.5)
2.5 | Seagate | 1200.2 SSD | ST400FM0133 ST200FM0133 | 400GB 200GB | 12Gb/s | eMLC |  | 25 DWPD | 2017-11-28 | [13 empty] | V (FW 3.7.5)
2.5 | Seagate | 1200 SSD | ST400FM0053 | 400GB | 12Gb/s | MLC | 0006 | Q500 2U12 does not support. | 2015-07-29 | V (FW 3.6.1) | V (FW 3.6.1) | V X (Q500 2U12) | V (FW 2.0.0) | V (1.7.4) | V (1.7.4) | V |  | V (FW 3.6.1) | V (FW 3.6.1) | V (FW 3.6.1) | V (FW 3.6.1) | V | V (FW 3.6.1) | V (FW 1.4.1) | V (FW 1.1.0)
2.5 | Toshiba | PX04SMB*** Series | PX04SMB320 PX04SMB160 PX04SMB080 PX04SMB040 | 3.2TB 1.6TB 800GB 400GB | 12Gb/s | MLC | 0106 | 10 DWPD (Enterprise Write Intensive SSD) Q500 2U12 is supported after shipment in Nov. 2016. | 2016-10-03 | V (FW 3.7.4) X (Q500 2U12 before shipment in Nov. 2016.) | V (FW 3.7.4) X (Q500 2U12 before shipment in Nov. 2016.) | V (FW 3.7.4) X (Q500 2U12 before shipment in Nov. 2016.) |  | V (FW 1.7.4) | V (FW 1.7.4) | V (FW 1.7.4) |  | V (FW 3.7.4) | V (FW 3.7.4) | V (FW 3.7.4) | V (FW 3.7.4) | V (FW 3.7.4)
2.5 | Toshiba | MK*001GRZB | MK1001GRZB | 100GB | 6Gb/s | SLC |  | Qualified by Authorized partner for limited models | 2012-11-27 | [8 empty] | V (FW 1.0.7) | V (FW 1.0.7) |  |  | V |  | / | [9 empty] | / |  | / | /

## SATA HDD
[10 empty] | AegisSAN Q500 | [5 empty] | TrioNAS LX | JBOD |  |  |  |  | Legacy AegisSAN LX |  |  |  | Legacy AegisSAN V100 | Legacy TrioNAS LX |  | Legacy TrioNAS |  | Legacy AegisSAN | [9 empty] | Legacy |  |  | Legacy
Comment: V: Test with the FW version X: Not recommend /: Not suitable | [9 empty] | Q500-P10-D424 Q500-P10-D316 Q500-P10-D212 Q500-P20-D424 Q500-P20-D316 Q500-P20-D212 | Q500-P10-S424 Q500-P10-S316 Q500-P10-S212 Q500-P20-S424 Q500-P20-S316 Q500-P20-S212 | Q500-F21-D424 Q500-F21-D316 Q500-F21-D212 Q500-F30-D424 Q500-F30-D316 Q500-F30-D212 | Q500-F21-S424 Q500-F21-S316 Q500-F21-S212 Q500-F30-S424 Q500-F30-S316 Q500-F30-S212 | Q500-S20-D424 Q500-S20-D316 Q500-S20-D212 | Q500-S20-S424 Q500-S20-S316 Q500-S20-S212 | U300-P10 U300-P20 U300-F30 | J300Q-D424 J300Q-D316 J300Q-D212 | J300Q-C424 J300Q-C316 J300Q-C212 | J300Q-D224 | J300Q-C224 | J100 | P400Q-D424 P400Q-D316 P400Q-D212 P600Q-D424 P600Q-D316 P600Q-D212 | P400Q-S424 P400Q-S316 P400Q-S212 P600Q-S424 P600Q-S316 P600Q-S212 | F600Q-D424 F600Q-D316 F600Q-D212 F630Q-D424 F630Q-D316 F630Q-D212 | F600Q-S424 F600Q-S316 F600Q-S212 F630Q-S424 F630Q-S316 F630Q-S212 | V100-P10 V100-P20 V100-F30 | U400Q-S424 U400Q-S316 U400Q-S212 U600Q-S424 U600Q-S316 U600Q-S212 | U400HA-D424 U400HA-D316 U400HA-D212 U600HA-D424 U600HA-D316 U600HA-D212 | U110 U120 | U210 U220 U221 | F300Q-D424 F300Q-D316 F300Q-D212 P300Q-D424 P300Q-D316 P300Q-D212 | P500Q-S424 P500Q-S316 P500Q-S212 S300Q-S424 S300Q-S316 S300Q-S212 | F300Q-D424 F300Q-D316 F300Q-D212 P300Q-D424 P300Q-D316 P300Q-D212 | P500Q-S424 P500Q-S316 P500Q-S212 S300Q-S424 S300Q-S316 S300Q-S212 | F300Q-D224 P300Q-D224 P500Q-D224 S300Q-D224 | F300Q-S224 P300Q-S224 P500Q-S224 S300Q-S224 | F400Q-D424 F400Q-D316 F400Q-D212 | F400Q-S424 F400Q-S316 F400Q-S212 | F400Q-D224 | F400Q-S224 | F200V40 F200V50 F200V51 F200V60 F200V61 | P210V40 P210V50 P210V51 P210V60 P210V61 | S510V40 S510V50 S510V51 S510V60 S510V61 | P110V04 P160V40 P160V50 P160V51 P160V60 P160V61 | S121V40 S121V50 S121V51 S121V60 S121V61
FF | Brand | Series | Model | Capa city | RPM | Inter face | FW | Comment | Date | LFF | LFF | LFF | LFF | LFF | LFF | LFF | LFF | LFF | SFF | SFF | LFF | LFF | LFF | LFF | LFF | LFF | LFF | LFF | LFF | LFF
SATA 3.5" HDD
3.5 | Seagate | Exos X10 Enterprise Capacity 3.5 HDD v6 (Helium) | ST10000NM0086 ST8000NM0206 | 10TB 8TB | 7200 | 6Gb/s | SN03 | 512e Helium HDD | 2017-09-25 | [6 empty] | V (FW 2.1.2) |  |  | / | /
3.5 | Seagate | Exos 7E8 Enterprise Capacity 3.5 HDD v5 | ST8000NM0055 ST6000NM0115 ST4000NM0115 ST2000NM0125 | 8TB 6TB 4TB 2TB | 7200 | 6Gb/s | PN01 | 512e | 2015-11-27 | V (FW 3.7.0, with 6G MUX board) | V (FW 3.7.0) | V (FW 3.7.0, with 6G MUX board) | V (FW 3.7.0) | V (FW 3.7.0, with 6G MUX board) | V (FW 3.7.0) | V (FW 2.1.0) | V (FW 1.7.4, with 6G MUX board) | V (FW 1.7.4) | / | / | V (FW 1.7.4) | V (FW 3.7.1, with 6G MUX board) | V (FW 3.7.1) | V (FW 3.7.1, with 6G MUX board) | V (FW 3.7.1) | V (FW 3.6.1) |  | V (FW 2.1.0, with 6G MUX board)
3.5 | Seagate | IronWolf Pro (Enterprise NAS HDD) | ST12000NE0007 ST10000NE0004 ST8000NE0004 ST6000NE0023 ST4000NE0025 ST2000NE0025 | 12TB 10TB 8TB 6TB 4TB 2TB | 7200 | 6Gb/s | EN02 | 512e 1 ~ 16 Drive Bays Supported | 2017-11-06 | [6 empty] | V (FW 2.1.2) |  |  | / | /
3.5 | Seagate | IronWolf (NAS HDD) | ST10000VN0004 ST8000VN0022 ST7000VN0002 ST6000VN0041 ST4000VN008 ST3000VN007 ST2000VN004 ST1000VN002 | 10TB 8TB 7TB 6TB 4TB 3TB 2TB 1TB | 7200 | 6Gb/s | AV01 | 1 ~ 8 Drive Bays Supported | 2016-08-31 | [6 empty] | / |  |  | / | / | [6 empty] | / | / | V (FW 2.1.2) | X
3.5 | Seagate | SkyHawk (Surveillance HDD) | ST8000VX0022 | 8TB | 7200 | 6Gb/s | AV01 | 8+ Drive Bays Supported | 2016-02-22 | [6 empty] | V (FW 2.1.1) |  |  | / | / | [5 empty] | V (FW 3.6.1) |  |  | V (FW 2.1.0) | V (FW 2.1.1)
3.5 | Seagate | SkyHawk (Surveillance HDD) | ST6000VX0023 | 6TB | 7200 | 6Gb/s | SC60 | 8+ Drive Bays Supported | 2016-07-02 | V (FW 3.7.2, with 6G MUX board) | V (FW 1.0.0) | V (FW 3.7.2, with 6G MUX board) | V (FW 1.0.0) | V (FW 3.7.2, with 6G MUX board) | V (FW 1.0.0) | V (FW 2.1.1) |  |  | / | / | [5 empty] | V (FW 3.7.3) |  |  | X | V (FW 2.1.1)
3.5 | Seagate | Surveillance HDD | ST6000VX0003 | 6TB | 7200 | 6Gb/s | SC60 | 8+ Drive Bays Supported | 2016-07-02 | V (FW 3.7.2, with 6G MUX board) | V (FW 1.0.0) | V (FW 3.7.2, with 6G MUX board) | V (FW 1.0.0) | V (FW 3.7.2, with 6G MUX board) | V (FW 1.0.0) | V (FW 2.1.1) |  |  | / | / | [5 empty] | V (FW 3.7.3) |  |  | X | V (FW 2.1.1)
3.5 | Seagate | SkyHawk (Surveillance HDD) | ST3000VX010 ST2000VX008 ST1000VX005 | 3TB 2TB 1TB | 5900 | 6Gb/s | CV11 | 1 ~ 8 Drive Bays Supported | 2015/1/27 2016/4/15 | [9 empty] | / | / | [8 empty] | V (FW 2.1.0) | V (FW 1.4.0)
3.5 | Toshiba | MG05ACA800* Series | MG05ACA800E | 8TB | 7200 | 6Gb/s | GX1A | 512e | 2017-11-02 | [6 empty] | V (FW 2.1.2) |  |  | / | /
3.5 | Toshiba | MG04ACA**** Series | MG04ACA600E MG04ACA500E MG04ACA400E MG04ACA300E MG04ACA200E | 6TB 5TB 4TB 3TB 2TB | 7200 | 6Gb/s | FS2B | 512e | 2015-05-29 | V (FW 3.6.0, with 6G MUX board) | V (FW 3.6.0) | V (FW 3.6.0, with 6G MUX board) | V (FW 3.6.0) | V (with 6G MUX board) | V | V (FW 2.0.0) | V (FW 1.7.4, with 6G MUX board) | V (FW 1.7.4) | / | / | V (FW 1.7.4) | V (FW 3.6.0, with 6G MUX board) | V (FW 3.6.0) | V (FW 3.6.0, with 6G MUX board) | V (FW 3.6.0) | V (FW 3.6.0) |  | V (FW 1.0.0, with 6G MUX board) | V (FW 1.4.1) | V (FW 1.4.1)
3.5 | Toshiba | MG03ACA*** Series | MG03ACA400 MG03ACA300 MG03ACA200 MG03ACA100 | 4TB 3TB 2TB 1TB | 7200 | 6Gb/s | FL0A |  | 2012/12/11 2013/5/30 2013/9/6 2014/6/9 | V (FW 1.0.0, with 6G MUX board) | V (FW 1.1.2) | V (FW 1.0.0, with 6G MUX board) | V (FW 1.1.2) | V (with 6G MUX board) | V |  | V (FW 1.4.0, with 6G MUX board) | V (FW 1.4.0) | / | / |  | V (FW 3.0.4, with 6G MUX board) | V (FW 3.2.1) | V (FW 3.0.3, with 6G MUX board) | V (FW 3.2.1) |  | V (FW 1.0.3) |  | V (FW 1.1.0) | V (FW 1.2.0) | V (FW 2.2.4, with 6G MUX board) | V (FW 2.2.4, with 6G MUX board) | V (FW 2.2.4, with 6G MUX board) | V (FW 2.2.4, with 6G MUX board) | / | / | V (FW 2.2.4, with 6G MUX board) | V (FW 2.2.4, with 6G MUX board) | / | / | X | X | X
3.5 | Toshiba | DT01ACA*** Series | DT01ACA300 DT01ACA200 DT01ACA100 DT01ACA050 | 3TB 2TB 1TB 500GB | 7200 | 6Gb/s | MX4OABB0 | 512e Desktop HDD | 2017-11-28 | [6 empty] | V (FW 2.2.3) |  |  | / | /
3.5 | Toshiba | MD04ACA*** Series | MD04ACA600 MD04ACA50D MD04ACA500 MD04ACA400 MD04ACA300 MD04ACA200 | 6TB 5TB 5TB 4TB 3TB 2TB | 7200 | 6Gb/s | FP2A | 512e Generic Data Storage HDD | 2017-11-28 | [6 empty] | V (FW 2.2.3) |  |  | / | /
3.5 | Western Digital | WD Gold Enterprise-Class Hard Drive | WD101KRYZ WD8002FRYZ-01FF2B0 | 10TB 8TB | 7200 | 6Gb/s | 01.01H01 | 512e Helium HDD | 2016/7/29 2017/2/9 | V (FW 3.7.2, with 6G MUX board) | V (FW 3.7.2) | V (FW 3.7.2, with 6G MUX board) | V (FW 3.7.2) | V (FW 3.7.2, with 6G MUX board) | V (FW 3.7.2) | V (FW 2.2.1) | V (FW 1.7.4, with 6G MUX board) | V (FW 1.7.4) | / | / | X (Tray is very tight) | V (FW 3.7.3 with 6G MUX board) | V (FW 3.7.3) | V (FW 3.7.3 with 6G MUX board) | V (FW 3.7.3) |  | V (FW 2.2.1) | V (FW 2.1.3, with 6G MUX board) | V (FW 2.1.2) | V (FW 2.1.2)
3.5 | Western Digital | WD Gold Enterprise-Class Hard Drive | WD6002FRYZ-01WD5B0 | 6TB | 7200 | 6Gb/s | 01.01M02 | 512e | 2016-07-29 | V (FW 3.7.2, with 6G MUX board) | V (FW 3.7.2) | V (FW 3.7.2, with 6G MUX board) | V (FW 3.7.2) | V (FW 3.7.2, with 6G MUX board) | V (FW 3.7.2) | V (FW 2.1.2) | V (FW 1.7.4, with 6G MUX board) | V (FW 1.7.4) | / | / | V (FW 1.7.4) | V (FW 3.7.3 with 6G MUX board) | V (FW 3.7.3) | V (FW 3.7.3 with 6G MUX board) | V (FW 3.7.3) | V (FW 3.7.3) | V (FW 2.1.2) | V (FW 2.1.3, with 6G MUX board) | V (FW 2.1.2) | V (FW 2.1.2)
3.5 | Western Digital | WD Gold Enterprise-Class Hard Drive | WD4002FYYZ WD2005FBYZ WD1005FBYZ | 4TB 2TB 1TB | 7200 | 6Gb/s | 01.01M02 | 512n | 2017-08-31 | [9 empty] | / | / | [5 empty] | V (FW 2.2.2)
3.5 | Western Digital | WD Purple NV Surveillance Hard Drive | WD6NPURX WD4NPURX | 6TB 4TB | IntelliPower | 6Gb/s | 01.008N0 | Up to 16 bay NAS | 2017-02-10 | [6 empty] | V (FW 2.2.1)
3.5 | Western Digital | WD Red Pro NAS Hard Drive | WD8001FFWX WD6002FFWX-68TZ4N0 WD6001FFWX-68Z39N0 WD5001FFWX WD4002FFWX WD4001FFSX-68JNUN0 WD3001FFSX WD2002FFSX-68PF8N0 WD2001FFSX | 8TB 6TB 6TB 5TB 4TB 4TB 3TB 2TB 2TB | 7200 | 6Gb/s | 83.H0A83 81.00A81 | Up to 16 bay NAS | 2014/8/28 2015/12/25 2015/12/29 2016/5/23 2017/2/9 | [6 empty] | V (FW 2.2.1) V (FW 2.1.2) V (FW 2.1.0) V (FW 1.4.0) | [10 empty] | V (FW 2.2.1) V (FW 2.1.2) V (FW 2.1.0) V (FW 1.3.1) | V (FW 2.1.3) V (FW 2.1.1) V (FW 1.0.0) (with 6G MUX board) | V (FW 2.1.2) V (FW 2.1.0) V (FW 1.2.3) | V (FW 2.1.2) V (FW 2.1.0) V (FW 1.4.1)
3.5 | Western Digital | WD Red NAS Hard Drive | WD80EFZX-68UW8N0 WD60EFRX WD50EFRX WD40EFRX WD30EFRX WD20EFRX WD10EFRX | 8TB 6TB 5TB 4TB 3TB 2TB 1TB | 5400 | 6Gb/s | 83.H0A83 | 1 ~ 8 Bays NAS | 2016-06-27 | [19 empty] | V (FW 2.1.2)
3.5 | Western Digital (HGST) | Ultrastar DC HC510 (He10) | HUH721010ALE600 HUH721008ALE600 | 10TB 8TB | 7200 | 6Gb/s | A21D | 512e Helium HDD | 2016/7/29 2017/8/18 | V (FW 3.7.2, with 6G MUX board) | V (FW 3.7.2) | V (FW 3.7.2, with 6G MUX board) | V (FW 3.7.2) | V (FW 3.7.2, with 6G MUX board) | V (FW 3.7.2) | V (FW 2.1.2) | V (FW 1.7.4, with 6G MUX board) | V (FW 1.7.4) | / | / | [5 empty] | V (FW 3.7.3) |  |  | V (FW 2.1.2) | V (FW 2.1.2)
3.5 | Western Digital (HGST) | Ultrastar He8 | HUH728080ALE600 HUH728060ALE600 | 8TB 6TB | 7200 | 6Gb/s | 514 | 512e Helium HDD | 2015-05-29 | V (FW 3.6.0, with 6G MUX board) | V (FW 3.6.0) | V (FW 3.6.0, with 6G MUX board) | V (FW 3.6.0) | V (with 6G MUX board) | V | X (Tray is very tight) | V (FW 1.7.4, with 6G MUX board) | V (FW 1.7.4) | / | / | X (Tray is very tight) | V (FW 3.6.0, with 6G MUX board) | V (FW 3.6.0) | V (FW 3.6.0, with 6G MUX board) | V (FW 3.6.0) | X (Tray is very tight) |  | V (FW 1.0.0, with 6G MUX board) | V (FW 1.4.1) | V (FW 1.4.1)
3.5 | Western Digital (HGST) | Ultrastar 7K6000 | HUS726060ALE610 HUS726050ALE610 HUS726040ALE610 HUS726020ALE610 | 6TB 5TB 4TB 2TB | 7200 | 6Gb/s | 517 | 512e | 2015-04-27 | V (FW 3.5.0, with 6G MUX board) | V (FW 3.5.0) | V (FW 3.5.0, with 6G MUX board) | V (FW 3.5.0) | V (with 6G MUX board) | V | V (FW 1.4.1) | V (FW 1.7.2, with 6G MUX board) | V (FW 1.7.2) | / | / | V (FW 1.7.2) | V (FW 3.5.1, with 6G MUX board) | V (FW 3.5.1) | V (FW 3.5.1, with 6G MUX board) | V (FW 3.5.1) | V (FW 1.1.2) | V (FW 1.4.1) | V (FW 1.0.0, with 6G MUX board) | V (FW 1.4.1) | V (FW 1.4.1)
SATA 2.5" HDD
Legacy SATA 3.5" HDD
3.5 | HGST | Ultrastar 7K3000 | HUA723030ALA640 | 3TB | 7200 | 6Gb/s | 580 |  | 2012-04-23 | [7 empty] | V (FW 1.3.0, with 6G MUX board) | V (FW 1.3.0) | / | / |  | V (FW 1.0.4, with 6G MUX board) | V (FW 1.0.4) | V (FW 1.0.1, with 6G MUX board) | V (FW 1.0.1) |  | V (FW 1.0.3) |  |  |  | V (FW 2.2.2, with 6G MUX board, Local Expander FW 2.1.0) | V (FW 2.2.2, Local Expander FW 2.1.0) | V (FW 2.2.2, with 6G MUX board, Local Expander FW 2.1.0) | V (FW 2.2.2, Local Expander FW 2.1.0) | / | / | V (FW 2.2.2, with 6G MUX board, Local Expander FW 2.1.0) | V (FW 2.2.2, Local Expander FW 2.1.0) | / | / | x | x | x | V (FW 1.2.0)
3.5 | Hitachi | Deskstar E7K1000 | HDE721010SLA330 | 1TB | 7200 | 3Gb/s | ST60A3AA |  | 2009-08-20 | [7 empty] | V | V | [12 empty] | V | V | V | V |  |  | V | V |  |  | V | V | V | V | V
3.5 | Hitachi | Deskstar P7K500 | HDP725050GLA360 | 500GB | 7200 | 3Gb/s | K2A0AD1A | [9 empty] | V | V | [12 empty] | V | V | V | V |  |  | V | V |  |  | V | V | V | V | V
3.5 | Hitachi | Deskstar T7K500 | HDT725032VLA360 | 320GB | 7200 | 3Gb/s | [10 empty] | V | V | [12 empty] | V | V | V | V |  |  | V | V |  |  | V | V | V | V | V
3.5 | Hitachi | Deskstar E7K500 | HDS725050KLA360 | 500GB | 7200 | 3Gb/s | [10 empty] | V | V | [12 empty] | V | V | V | V |  |  | V | V |  |  | V | V | V | V | V
3.5 | Hitachi | Deskstar 7K250 | HDS722580VLSA80 | 80GB | 7200 | 1.5Gb/s | [37 empty] | V | V
3.5 | Hitachi | Deskstar 7K80 | HDS728040PLA320 | 40GB | 7200 | 3Gb/s | [10 empty] | V | V | [12 empty] | V | V | V | V |  |  | V | V |  |  | V | V | V | V | V
3.5 | HGST | Deskstar 7K3000 | HDS723030ALA640 | 3TB | 7200 | 6Gb/s | 390 |  | 2011-09-09 | [7 empty] | V (FW 1.1.0, with 6G MUX board) | V (FW 1.1.0) | / | / |  | V (FW 1.0.0, with 6G MUX board) | V (FW 1.0.0) | V (FW 1.0.0, with 6G MUX board) | V (FW 1.0.0) | [5 empty] | V (FW 2.1.1, with 6G MUX board, Local Expander FW 2.1.0) | V (FW 2.1.1, with 6G MUX board, Local Expander FW 2.1.0) | V (FW 2.1.1, with 6G MUX board, Local Expander FW 2.1.0) | V (FW 2.1.1, with 6G MUX board, Local Expander FW 2.1.0) | / | / | V (FW 1.0.0, with 6G MUX board, Local Expander FW 2.1.0) | V (FW 1.0.0, with 6G MUX board, Local Expander FW 2.1.0) | / | / | X | X | X | V (FW 1.0.9) | V (FW 1.0.9)
3.5 | HGST | Deskstar 7K3000 | HDS723020BLA642 | 2TB | 7200 | 6Gb/s | 580 |  | 2011-06-21 | [7 empty] | V (FW 1.1.0, with 6G MUX board) | V (FW 1.1.0) | / | / |  | V (FW 1.0.0, with 6G MUX board) | V (FW 1.0.0) | [7 empty] | V (FW 2.1.0, with 6G MUX board, Local Expander FW 2.1.0) | V (FW 2.1.0, Local Expander FW 2.1.0) | V (FW 2.1.0, with 6G MUX board, Local Expander FW 2.1.0) | V (FW 2.1.0, Local Expander FW 2.1.0) | / | / | V (FW 1.0.0, with 6G MUX board, Local Expander FW 2.1.0) | V (FW 1.0.0, Local Expander FW 2.1.0) | / | / | V (FW 1.0.11, Local Expander FW 2.1.0) | V (FW 1.0.11, Local Expander FW 2.1.0) | V (FW 1.0.11, Local Expander FW 2.1.0) | V (FW 1.0.9) | V (FW 1.0.9)
3.5 | HGST | Deskstar 7K2000 | HDS722020ALA330 | 2TB | 7200 | 3Gb/s | JKAOA3MA |  | 2011-02-11 | [7 empty] | V | V | / | / | [10 empty] | V (FW 2.0.1, with 6G MUX board) | V (FW 2.0.1) | V (FW 2.0.1, with 6G MUX board) | V (FW 2.0.1) | / | / | V (FW 1.0.0, with 6G MUX board) | V (FW 1.0.0) | / | / | V (FW 1.0.9) | V (FW 1.0.9) | V (FW 1.0.9) | V (FW 1.0.9) | V (FW 1.0.9)
3.5 | HGST | Deskstar 7K1000.C | HDS721010CLA332 | 1TB | 7200 | 3Gb/s | JP4OA3MA |  | 2011-02-10 | [7 empty] | V | V | / | / | [10 empty] | V (FW 2.0.1, with 6G MUX board) | V (FW 2.0.1) | V (FW 2.0.1, with 6G MUX board) | V (FW 2.0.1) | / | / | V (FW 1.0.0, with 6G MUX board) | V (FW 1.0.0) | / | / | V (FW 1.0.9) | V (FW 1.0.9) | V (FW 1.0.9) | V (FW 1.0.9) | V (FW 1.0.9)
3.5 | HGST | Deskstar 5K3000 | HDS5C3020ALA632 | 2TB | CoolSpin | 6Gb/s | 580 |  | 2011-06-21 | [7 empty] | V (FW 1.1.0, with 6G MUX board) | V (FW 1.1.0) | / | / |  | V (FW 1.0.0, with 6G MUX board) | V (FW 1.0.0) | [7 empty] | V (FW 2.1.0, with 6G MUX board, Local Expander FW 2.1.0) | V (FW 2.1.0, Local Expander FW 2.1.0) | V (FW 2.1.0, with 6G MUX board, Local Expander FW 2.1.0) | V (FW 2.1.0, Local Expander FW 2.1.0) | / | / | V (FW 1.0.0, with 6G MUX board, Local Expander FW 2.1.0) | V (FW 1.0.0 Local Expander FW 2.1.0) | / | / | V (FW 1.0.11, Local Expander FW 2.1.0) | V (FW 1.0.11, Local Expander FW 2.1.0) | V (FW 1.0.11, Local Expander FW 2.1.0) | V (FW 1.0.9) | V (FW 1.0.9)
3.5 | HGST | Ultrastar 7K4000 | HUS724040ALE640 HUS724030ALE640 HUS724020ALE640 | 4TB 3TB 2TB | 7200 | 6Gb/s | 3B0 | 512e | 2013/3/8 2013/5/30 | V (FW 1.0.0) | V (FW 1.0.0) | V (FW 1.0.0) | V (FW 1.0.0) | V (with 6G MUX board) | V | V (FW 1.4.0) | V (FW 1.4.3, with 6G MUX board) | V (FW 1.4.3) | / | / | V (FW 1.7.0) | V (FW 3.0.4, with 6G MUX board) | V (FW 3.0.4) | V (FW 3.0.4, with 6G MUX board) | V (FW 3.0.4) | V (FW 1.1.0) | V (FW 1.1.0) |  | V (FW 1.1.0) | V (FW 1.2.0) | V (FW 2.2.4, with 6G MUX board) | V (FW 2.2.4) | V (FW 2.2.4, with 6G MUX board) | V (FW 2.2.4) | / | / | V (FW 2.2.4, with 6G MUX board) | V (FW 2.2.4) | / | / | X | X | X
3.5 | HGST | Ultrastar 7K4000 | HUS724040ALA640 HUS724030ALA640 HUS724020ALA640 | 4TB 3TB 2TB | 7200 | 6Gb/s | 8B0 | 512n | 2013-08-23 | V (FW 1.0.0) | V (FW 1.0.0) | V (FW 1.0.0) | V (FW 1.0.0) | V (with 6G MUX board) | V | V (FW 1.4.0) | V (FW 1.4.4, with 6G MUX board) | V (FW 1.4.4) | / | / | V (FW 1.7.0) | V (FW 3.0.8, with 6G MUX board) | V (FW 3.0.8) | V (FW 3.0.8, with 6G MUX board) | V (FW 3.0.8) | V (FW 1.1.0) | V (FW 1.2.1) |  | V (FW 1.2.0) | V (FW 1.2.1) | V (FW 2.2.5, with 6G MUX board) | V (FW 2.2.5) | V (FW 2.2.5, with 6G MUX board) | V (FW 2.2.5) | / | / | V (FW 2.2.5, with 6G MUX board) | V (FW 2.2.5) | / | / | X | X | X
3.5 | HGST | Ultrastar A7K2000 | HUA722020ALA330 | 2TB | 7200 | 3Gb/s | JKAOA20N |  | 2009-11-25 | [7 empty] | V | V | / | / | [10 empty] | V (with 6G MUX board) | V | V (with 6G MUX board) | V | / | / | V (with 6G MUX board) | V | / | / | V (FW 1.0.6) | V (FW 1.0.6) | V (FW 1.0.6) | V (FW 1.0.6) | V
3.5 | HGST | Ultrastar A7K2000 | HUA722010CLA330 | 1TB | 7200 | 3Gb/s | JP40A3EA |  | 2011-02-10 | [7 empty] | V | V | / | / | [10 empty] | V (FW 2.0.1, with 6G MUX board) | V (FW 2.0.1) | V (FW 2.0.1, with 6G MUX board) | V (FW 2.0.1) | / | / | V (FW 1.0.0, with 6G MUX board) | V (FW 1.0.0) | / | / | V (FW 1.0.9) | V (FW 1.0.9) | V (FW 1.0.9) | V (FW 1.0.9) | V (FW 1.0.9)
3.5 | HGST | MegaScale 4000 | HMS5C4040ALE640 | 4TB | 5700 | 6Gb/s | MPAOA3W0 |  | 2013/5/30 2013/6/28 | V (FW 1.0.0, with 6G MUX board) | V (FW 1.0.0) | V (FW 1.0.0, with 6G MUX board) | V (FW 1.0.0) | V (with 6G MUX board) | V |  | V (FW 1.4.4, with 6G MUX board) | V (FW 1.4.4) | / | / | V (FW 1.7.0) | V (FW 3.0.6, with 6G MUX board) | V (FW 3.0.6) | V (FW 3.0.6, with 6G MUX board) | V (FW 3.0.6) |  | V (FW 1.1.1) |  | V (FW 1.1.0) | V (FW 1.2.0) | V (FW 2.2.5, with 6G MUX board) | V (FW 2.2.5, with 6G MUX board) | V (FW 2.2.5, with 6G MUX board) | V (FW 2.2.5, with 6G MUX board) | / | / | V (FW 2.2.5, with 6G MUX board) | V (FW 2.2.5, with 6G MUX board) | / | / |  |  |  | V (FW 1.2.0)
3.5 | Maxtor | DiamondMax Plus 9 | 6Y080M0 | 80GB | 7200 | 1.5Gb/s | [37 empty] | V | V
3.5 | Maxtor | DiamondMax 11 | 6H500F0 | 500GB | 7200 | 3Gb/s | [10 empty] | V | V | [12 empty] | V | V | V | V |  |  | V | V |  |  | V | V | V | V | V
3.5 | Samsung | SpinPoint P80 | HDSASP0812C | 80GB | 7200 | 1.5Gb/s | [37 empty] | V | V
3.5 | Seagate | SV35.5 | ST3500410SV | 500GB | 7200 | 3Gb/s | CV11 |  | 2009-09-04 | [7 empty] | V | V | [12 empty] | V | V | V | V |  |  | V | V |  |  | V | V | V | V | V
3.5 | Seagate | Barracuda ES.2 | ST31000340NS | 1TB | 7200 | 3Gb/s | SN06 |  | 2009-02-18 | [7 empty] | V | V | [12 empty] | V | V | V | V |  |  | V | V |  |  | V | V | V | V | V
3.5 | Seagate | Barracuda ES | ST3750640NS | 750GB | 7200 | 3Gb/s |  |  | 2007-11-07 | [7 empty] | V | V | [12 empty] | V | V | V | V |  |  | V | V |  |  | V | V | V | V | V
3.5 | Seagate | Barracuda ES | ST3500630NS | 500GB | 7200 | 3Gb/s | [10 empty] | V | V | [12 empty] | V | V | V | V |  |  | V | V |  |  | V | V | V | V | V
3.5 | Seagate | NL35.2 | ST3500641NS | 500GB | 7200 | 3Gb/s | [10 empty] | V | V | [12 empty] | V | V | V | V |  |  | V | V |  |  | V | V | V | V | V
3.5 | Seagate | NL35.2 | ST3400633NS | 400GB | 7200 | 3Gb/s | [10 empty] | V | V | [12 empty] | V | V | V | V |  |  | V | V |  |  | V | V | V | V | V
3.5 | Seagate | Barracuda 7,200.11 | ST31500341AS | 1.5TB | 7200 | 3Gb/s | SD17 |  | 2008-10-09 | [7 empty] | V | V | [12 empty] | V | V | V | V |  |  | V | V |  |  | V | V | V | V | V
3.5 | Seagate | Barracuda 7,200.11 | ST31000340AS | 1TB | 7200 | 3Gb/s |  |  | 2007-11-21 | [7 empty] | V | V | [12 empty] | V | V | V | V |  |  | V | V |  |  | V | V | V | V | V
3.5 | Seagate | Barracuda 7,200.11 | ST3500320AS | 500GB | 7200 | 3Gb/s |  |  | 2008-06-19 | [7 empty] | V | V | [12 empty] | V | V | V | V |  |  | V | V |  |  | V | V | V | V | V
3.5 | Seagate | Barracuda 7,200.9 | ST3500641AS | 500GB | 7200 | 3Gb/s | [10 empty] | V | V | [12 empty] | V | V | V | V |  |  | V | V |  |  | V | V | V | V | V
3.5 | Seagate | Barracuda 7,200.8 | ST3400832AS | 400GB | 7200 | 1.5Gb/s | [37 empty] | V | V
3.5 | Seagate | Barracuda 7,200.7 | ST380817AS | 80GB | 7200 | 1.5Gb/s | [37 empty] | V | V
3.5 | Seagate | Barracuda 7,200.7 | ST380013AS | 80GB | 7200 | 1.5Gb/s | [37 empty] | V | V
3.5 | Seagate | Enterprise Capacity 3.5 HDD v4 | ST6000NM0004 ST4000NM0004 ST2000NM0004 | 6TB 4TB 2TB | 7200 | 6Gb/s | SN02 | 4Kn | 2015-07-02 | V (FW 3.6.1, with 6G MUX board) | V (FW 3.6.1) | V (FW 3.6.1, with 6G MUX board) | V (FW 3.6.1) | V (with 6G MUX board) | V | V (FW 2.0.0) | V (FW 1.7.4, with 6G MUX board) | V (FW 1.7.4) | / | / | V (FW 1.7.4) | V (FW 3.6.1, with 6G MUX board) | V (FW 3.6.1) | V (FW 3.6.1, with 6G MUX board) | V (FW 3.6.1) | V (FW 3.6.1) |  | V (FW 1.1.0, with 6G MUX board) | x | x
3.5 | Seagate | Enterprise Capacity 3.5 HDD v4 | ST6000NM0024 ST5000NM0024 ST4000NM0024 ST2000NM0024 | 6TB 5TB 4TB 2TB | 7200 | 6Gb/s | SN01 SN02 | 512e | 2014/4/29 2014/6/27 2014/7/17 2014/7/22 | V (FW 1.1.3, with 6G MUX board) | V (FW 1.1.3) | V (FW 1.1.3, with 6G MUX board) | V (FW 1.1.3) | V (with 6G MUX board) | V | V (FW 1.4.0) | V (FW 1.5.0, with 6G MUX board) | V (FW 1.5.0) | / | / | V (FW 1.7.0) | V (FW 3.2.2, with 6G MUX board) | V (FW 3.2.2) | V (FW 3.2.2, with 6G MUX board) | V (FW 3.2.2) | V (FW 1.1.0) | V (FW 1.2.2) | V (FW 1.0.0, with 6G MUX board) | V (FW 1.2.3) | V (FW 1.2.2)
3.5 | Seagate | Enterprise Capacity 3.5 HDD Constellation ES.3 | ST4000NM0033 ST3000NM0033 ST2000NM0033 ST1000NM0033 | 4TB 3TB 2TB 1TB | 7200 | 6Gb/s | SN03 0001 | Authorized partner suggests to upgrade HDD FW SN04. | 2013/4/29 2013/5/30 | V (FW 1.0.0, with 6G MUX board) | V (FW 1.0.0) | V (FW 1.0.0, with 6G MUX board) | V (FW 1.0.0) | V (with 6G MUX board) | V | V (FW 1.4.0) | V (FW 1.4.3, with 6G MUX board) | V (FW 1.4.3) | / | / | V (FW 1.7.0) | V (FW 3.0.4, with 6G MUX board) | V (FW 3.0.4) | V (FW 3.0.5, with 6G MUX board) | V (FW 3.0.5) | V (FW 1.1.0) | V (FW 1.1.1) |  | V (FW 1.1.0) | V (FW 1.2.0) | V (FW 2.2.5, with 6G MUX board) | V (FW 2.2.5, with 6G MUX board) | V (FW 2.2.5, with 6G MUX board) | V (FW 2.2.5, with 6G MUX board) | / | / | V (FW 2.2.5, with 6G MUX board) | V (FW 2.2.5, with 6G MUX board) | / | / | X | X | X | V (1.2.0)
3.5 | Seagate | Constellation ES.2 | ST33000650NS ST32000645NS | 3TB 2TB | 7200 | 6Gb/s | 0001 |  | 2011-06-30 | [7 empty] | V (FW 1.1.0, with 6G MUX board) | V (FW 1.1.0) | / | / |  | V (FW 1.0.0, with 6G MUX board) | V (FW 1.0.0) |  |  |  | V (FW 1.0.3) |  |  |  | V (FW 2.1.0, with 6G MUX board, Local Expander FW 2.1.0) | V (FW 2.1.0, with 6G MUX board, Local Expander FW 2.1.0) | V (FW 2.1.0, with 6G MUX board, Local Expander FW 2.1.0) | V (FW 2.1.0, with 6G MUX board, Local Expander FW 2.1.0) | / | / | V (FW 1.0.0, with 6G MUX board, Local Expander FW 2.1.0) | V (FW 1.0.0, with 6G MUX board, Local Expander FW 2.1.0) | / | / | X | X | X | V (FW 1.0.9) | V (FW 1.0.9)
3.5 | Seagate | Constellation ES | ST2000NM0011 | 2TB | 7200 | 6Gb/s | SN02 |  | 2011/8/26 2011/9/9 | [7 empty] | V (FW 1.1.0, with 6G MUX board) | V (FW 1.1.0) | / | / |  | V (FW 1.0.0, with 6G MUX board) | V (FW 1.0.0) | V (FW 1.0.0, with 6G MUX board) | V (FW 1.0.0) |  | V (FW 1.0.3) |  |  |  | V (FW 2.1.1, with 6G MUX board, Local Expander FW 2.1.0) | V (FW 2.1.1, Local Expander FW 2.1.0) | V (FW 2.1.1, with 6G MUX board, Local Expander FW 2.1.0) | V (FW 2.1.1, Local Expander FW 2.1.0) | / | / | V (FW 1.0.0, with 6G MUX board, Local Expander FW 2.1.0) | V (FW 1.0.0, Local Expander FW 2.1.0) | / | / | V (FW 1.0.12, Local Expander FW 2.1.0) | V (FW 1.0.12, Local Expander FW 2.1.0) | V (FW 1.0.12, Local Expander FW 2.1.0) | V (FW 1.0.9, Standby needs to set 5 min. or 30 min.) | V (FW 1.0.9, Standby needs to set 5 min. or 30 min.)
3.5 | Seagate | Constellation ES | ST32000644NS | 2TB | 7200 | 3Gb/s | SN11 |  | 2010-10-08 | [7 empty] | V | V | / | / | [10 empty] | V (FW 2.0.0) | V (FW 2.0.0) | V (FW 2.0.0) | V (FW 2.0.0) | / | / | V | V | / | / | V (FW 1.0.9) | V (FW 1.0.9) | V (FW 1.0.9) | V (FW 1.0.9) | V (FW 1.0.9)
3.5 | Seagate | Constellation ES | ST31000524NS | 1TB | 7200 | 3Gb/s | SN11 |  | 2009-11-13 | [7 empty] | V | V | / | / | [10 empty] | V | V | V | V | / | / | V | V | / | / | V (FW 1.0.5) | V (FW 1.0.5) | V (FW 1.0.5) | V (FW 1.0.5) | V
3.5 | Seagate | Barracuda Desktop HDD | ST3000DM001 | 3TB | 7200 | 6Gb/s | CC24 |  | 2013-03-01 | [7 empty] | X | X | / | / |  | X | X | X | X |  | X |  | V (FW 1.1.0) |  | X | X | X | X | / | / | X | X | / | / | X | X | X | X | X
3.5 | Seagate | IronWolf Pro (Enterprise NAS HDD) | ST8000NE0021 | 8TB | 7200 | 6Gb/s | AN02 PN01 | 512e 1 ~ 16 Drive Bays Supported | 2015/2/26 2016/2/25 | [6 empty] | V (FW 2.1.1) |  |  | / | / | [6 empty] | V (FW 2.1.1) | V (FW 2.1.2, with 6G MUX board)
3.5 | Seagate | Enterprise NAS HDD | ST8000NE0001 ST8000NE0011 (+Rescue) ST6000VN0001 ST6000VN0011 (+Rescue) ST5000VN0001 ST5000VN0011 (+Rescue) ST4000VN0001 ST4000VN0011 (+Rescue) ST3000VN0001 ST3000VN0011 (+Rescue) ST2000VN0001 ST2000VN0011 (+Rescue) | 8TB 8TB 6TB 6TB 5TB 5TB 4TB 4TB 3TB 3TB 2TB 2TB | 7200 | 6Gb/s | AN02 PN01 | 512e 1 ~ 16 Drive Bays Supported | 2015/2/26 2016/2/25 | [6 empty] | V (FW 2.1.1) |  |  | / | / | [6 empty] | V (FW 2.1.1) | V (FW 2.1.2, with 6G MUX board)
3.5 | Seagate | NAS HDD | ST8000VN0002 ST8000VN0012 (+Rescue) ST6000VN0021 ST6000VN0031 (+Rescue) ST4000VN000 ST4000VN003 (+Rescue) ST3000VN000 ST2000VN000 ST2000VN001 (+Rescue) ST1000VN000 ST1000VN001 (+Rescue) | 8TB 8TB 6TB 6TB 4TB 4TB 3TB 2TB 2TB 1TB 1TB | 5900 | 6Gb/s | SC60 | 1 ~ 8 Drive Bays Supported Performance slightly lower | 2015/9/18 2016/2/25 2016/3/30 2016/8/31 | [6 empty] | / |  |  | / | / | [6 empty] | / | / | V (FW 2.1.0) V (FW 2.1.2, Performance slightly lower) | V (FW 1.4.1) V (FW 2.1.2, Performance slightly lower)
3.5 | Seagate | SkyHawk (Surveillance HDD) | ST10000VX0004 | 10TB | 7200 | 6Gb/s | AV01 | 8+ Drive Bays Supported | 2017-02-07 | [6 empty] | V (FW 2.2.1) |  |  | / | / | [6 empty] | V (FW 2.2.1) | V (FW 2.2.1, with 6G MUX board)) | X | V (FW 2.2.1)
3.5 | Seagate | Surveillance HDD | ST8000VX0002 ST8000VX0012 (+Rescue) | 8TB 8TB | 7200 | 6Gb/s | AV01 | 8+ Drive Bays Supported | 2016-02-22 | [6 empty] | V (FW 2.1.1) |  |  | / | / | [5 empty] | V (FW 3.6.1) |  |  | V (FW 2.1.0) | V (FW 2.1.1)
3.5 | Seagate | Surveillance HDD | ST3000VX006 ST3000VX005 (+Rescue) ST2000VX003 ST2000VX005 (+Rescue) ST1000VX001 ST1000VX003 (+Rescue) | 3TB 3TB 2TB 2TB 1TB 1TB | 5900 | 6Gb/s | CV11 | 1 ~ 8 Drive Bays Supported | 2015/1/27 2016/4/15 | [9 empty] | / | / | [8 empty] | V (FW 2.1.0) | V (FW 1.4.0)
3.5 | Seagate | Terascale HDD Constellation CS | ST4000NC001 | 4TB | 5900 | 6Gb/s | CN02 |  | 2013-12-27 | V (FW 1.0.0, with 6G MUX board) | V (FW 1.0.0) | V (FW 1.0.0, with 6G MUX board) | V (FW 1.0.0) | V (with 6G MUX board) | V | V (FW 1.4.0) | V (FW 1.5.0, with 6G MUX board) | V (FW 1.5.0) | / | / | V (FW 1.7.0) | V (FW 3.0.9, with 6G MUX board) | V (FW 3.0.9) | V (FW 3.0.9, with 6G MUX board) | V (FW 3.0.9) | V (FW 1.1.0) | V (FW 1.2.1) |  | V (FW 1.2.1) | V (FW 1.2.1)
3.5 | Toshiba | MG04ACA Series | MG04ACA500E | 5TB | 7200 | 6Gb/s | FP3B |  | 2014-10-31 | V (FW 1.3.0 with 6G MUX board) | V (FW 1.3.0) | V (FW 1.3.0 with 6G MUX board) | V (FW 1.3.0) | V (with 6G MUX board) | V | V (FW 1.4.0) | V (FW 1.7.0, with 6G MUX board) | V (FW 1.7.0) | / | / | V (FW 1.7.1) | V (FW 3.4.0, with 6G MUX board) | V (FW 3.4.0) | V (FW 3.4.0, with 6G MUX board) | V (FW 3.4.0) | V (FW 1.1.0) | V (FW 1.3.2) | V (FW 1.0.0, with 6G MUX board) | V (FW 1.2.5) | V (FW 1.4.0)
3.5 | Western Digital | VelcoiRaptor | WD3000HLFS | 300GB | 10000 | 3Gb/s | 04.04V01 |  | 2008-12-19 | [7 empty] | V | V | / | / | [10 empty] | V | V | V | V | / | / | V | V | / | / | V (FW 1.0.3) | V (FW 1.0.3) | V | V (FW 1.0.3) | V
3.5 | Western Digital | Raptor | WD360GD | 36GB | 10000 | 1.5Gb/s | [37 empty] | V | V
3.5 | Western Digital | RE3 | WD1002FBYS-01A6B0 | 1TB | 7200 | 3Gb/s | 03.00C05 |  | 2009-11-24 | [7 empty] | V | V | / | / | [10 empty] | V | V | V | V | / | / | V | V | / | / | V (FW 1.0.6) | V (FW 1.0.6) | V (FW 1.0.6) | V (FW 1.0.6) | V
3.5 | Western Digital | RE2 | WD5000ABYS | 500GB | 7200 | 3Gb/s |  |  | 2007-10-15 | [7 empty] | V | V | [12 empty] | V | V | V | V |  |  | V | V |  |  | V | V | V | V | V
3.5 | Western Digital | RE2 | WD4000YS | 400GB | 7200 | 3Gb/s | [10 empty] | V | V | [12 empty] | V | V | V | V |  |  | V | V |  |  | V | V | V | V | V
3.5 | Western Digital | RE2-GP | WD1000FYPS | 1TB | 7200 | 3Gb/s |  |  | 2008-06-19 | [7 empty] | V | V | [12 empty] | V | V | V | V |  |  | V | V |  |  | V | V | V | V | V
3.5 | Western Digital | Caviar RE2 | WD4000YR | 400GB | 7200 | 1.5Gb/s | [37 empty] | V | V
3.5 | Western Digital | Caviar SE | WD1600JD | 160GB | 7200 | 1.5Gb/s | [37 empty] | V | V
3.5 | Western Digital | Caviar SE | WD800JD | 80GB | 7200 | 3Gb/s | [10 empty] | V | V | [12 empty] | V | V | V | V |  |  | V | V |  |  | V | V | V | V | V
3.5 | Western Digital | Caviar Blue | WD5000AAKS-22TMA0 | 500GB | 7200 | 3Gb/s |  |  | 2007-10-15 | [7 empty] | V | V | / | / | [10 empty] | V | V | V | V | / | / | V | V | / | / | V | V | V | V | V
3.5 | Western Digital | VelcoiRaptor | WD6000HLHX-01JJPV0 | 600GB | 10000 | 6Gb/s | 04.05G04 | * | 2011-07-12 | [7 empty] | V (FW 1.1.0, with 6G MUX board) | V (FW 1.1.0) | / | / | [6 empty] | V (FW 1.0.0) |  |  |  | V (FW 2.1.0, with 6G MUX board, Local Expander FW 2.1.0) | V (FW 2.1.0, Local Expander FW 2.1.0) | V (FW 2.1.0, with 6G MUX board, Local Expander FW 2.1.0) | V (FW 2.1.0, Local Expander FW 2.1.0) | / | / | V (FW 1.0.0, with 6G MUX board, Local Expander FW 2.1.0) | V (FW 1.0.0, Local Expander FW 2.1.0) | / | / | V (FW 1.0.11, Local Expander FW 2.1.0) | V (FW 1.0.11, Local Expander FW 2.1.0) | V (FW 1.0.11, Local Expander FW 2.1.0) | V (FW 1.0.9) | V (FW 1.0.9)
3.5 | Western Digital | WD RE (SATA) Datacenter Hard Drive | WD6001FSYZ-01SS7B1 | 6TB | 7200 | 6Gb/s | ER03 | 512e | 2015-10-30 | V (FW 3.7.0, with 6G MUX board) | V (FW 3.7.0) | V (FW 3.7.0, with 6G MUX board) | V (FW 3.7.0) | V (FW 3.7.0, with 6G MUX board) | V (FW 3.7.0) | V (FW 2.0.0) | V (FW 1.7.4, with 6G MUX board) | V (FW 1.7.4) | / | / | V (FW 1.7.0) | V (FW 3.6.2, with 6G MUX board) | V (FW 3.6.2) | V (FW 3.6.2, with 6G MUX board) | V (FW 3.6.2) | V (FW 3.6.1) |  | V (FW 1.1.0, with 6G MUX board)
3.5 | Western Digital | WD RE (SATA) | WD4000FYYZ-01UL1B0 WD3000FYYZ WD2000FYYZ-01UL1B1 | 4TB 3TB 2TB | 7200 | 6Gb/s | 01.01K01 01.01K02 |  | 2012/11/23 2013/4/24 2013/5/30 2013/9/6 2013/11/27 2014/8/14 | V (FW 1.0.0, with 6G MUX board) | V (FW 1.0.0) V (FW 1.2.0) | V (FW 1.0.0, with 6G MUX board) | V (FW 1.0.0) | V (with 6G MUX board) | V | V (FW 1.4.0) | X | V (FW 1.7.0) | / | / | V (FW 1.7.0) | V (FW 3.0.2, with 6G MUX board) | V (FW 3.0.9) | V (FW 3.0.3, with 6G MUX board) | V (FW 3.0.9) | V (FW 1.1.0) | V (FW 1.0.3) | V (FW 1.0.0, with 6G MUX board) | V (FW 1.1.0) | V (FW 1.2.0) | V (FW 2.2.4, with 6G MUX board) | V (FW 2.2.4, with 6G MUX board) | V (FW 2.2.4, with 6G MUX board) | V (FW 2.2.4, with 6G MUX board) | / | / | V (FW 2.2.4, with 6G MUX board) | V (FW 2.2.4, with 6G MUX board) | / | / | V (FW 1.2.0, with 6G MUX board) | V (FW 1.2.0, with 6G MUX board) | V (FW 1.2.0, with 6G MUX board) | V (FW 1.2.0)
3.5 | Western Digital | RE4 | WD2003FYYS-02W0B0 | 2TB | 7200 | 3Gb/s | 01.01D01 |  | 2010-04-23 | [7 empty] | V | V | / | / | [6 empty] | V (FW 1.0.0) |  |  |  | V (FW 1.0.2, with 6G MUX board) | V (FW 1.0.2) | V (FW 1.0.2, with 6G MUX board) | V (FW 1.0.2) | / | / | V | V | / | / | V (FW 1.0.7) | V (FW 1.0.7) | V (FW 1.0.7) | V (FW 1.0.7) | V
3.5 | Western Digital | RE4 | WD1003FBYX-01Y7B0 | 1TB | 7200 | 3Gb/s | 01.01V01 |  | 2010-06-02 | [7 empty] | V | V | / | / | [6 empty] | V (FW 1.0.0) |  |  |  | V (FW 1.0.2, with 6G MUX board) | V (FW 1.0.2) | V (FW 1.0.2, with 6G MUX board) | V (FW 1.0.2) | / | / | V | V | / | / | V (FW 1.0.7) | V (FW 1.0.7) | V (FW 1.0.7) | V (FW 1.0.7) | V
3.5 | Western Digital | RE4 | WD5003ABYX-01WERA0 | 500GB | 7200 | 3Gb/s | 01.01S01 |  | 2010-07-09 | [7 empty] | V | V | / | / | [6 empty] | V (FW 1.0.0) |  |  |  | V (FW 1.0.2, with 6G MUX board) | V (FW 1.0.2) | V (FW 1.0.2, with 6G MUX board) | V (FW 1.0.2) | / | / | V | V | / | / | V (FW 1.0.7) | V (FW 1.0.7) | V (FW 1.0.7) | V (FW 1.0.7) | V
3.5 | Western Digital | WD SE | WD4000F9YZ-09N20L0 WD3000F9YZ WD2000F9YZ WD1002F9YZ-09N20L0 | 4TB 3TB 2TB 1TB | 7200 | 6Gb/s | 01.01AX1 01.01M02 |  | 2013/11/27 2014/8/29 | V (FW 1.2.0) V (FW 1.0.0) (with 6G MUX board) | V (FW 1.2.0) V (FW 1.0.0) | V (FW 1.2.0) V (FW 1.0.0) (with 6G MUX board) | V (FW 1.2.0) V (FW 1.0.0) | V (with 6G MUX board) | V | V (FW 1.4.0) | V (FW 1.7.0) V (FW 1.4.4) (with 6G MUX board) | V (FW 1.7.0) V (FW 1.4.4) | / | / | V (FW 1.7.0) | V (FW 3.5.0) V (FW 3.0.8) (with 6G MUX board) | V (FW 3.5.0) V (FW 3.0.8) | V (FW 3.5.0) V (FW 3.0.8) (with 6G MUX board) | V (FW 3.5.0) V (FW 3.0.8) | V (FW 1.1.2) V (FW 1.1.0) | V (FW 1.3.1) V (FW 1.2.1) |  | X | V (FW 1.2.2) V (FW 1.2.1) | V (FW 2.2.4, with 6G MUX board) | V (FW 2.2.4, with 6G MUX board) | V (FW 2.2.4, with 6G MUX board) | V (FW 2.2.4, with 6G MUX board) | / | / | V (FW 2.2.4, with 6G MUX board) | V (FW 2.2.4, with 6G MUX board) | / | /
3.5 | Western Digital | WD SE | WD1002F9YZ-09N20L0 | 1TB | 7200 | 6Gb/s | 01.01M02 |  | 2014-08-29 | V (FW 1.2.0, with 6G MUX board) | V (FW 1.2.0) | V (FW 1.2.0, with 6G MUX board) | V (FW 1.2.0) | V (with 6G MUX board) | V | V (FW 1.4.0) | V (FW 1.7.0, with 6G MUX board) | V (FW 1.7.0) | / | / | V (FW 1.7.0) | V (FW 3.5.0, with 6G MUX board) | V (FW 3.5.0) | V (FW 3.5.0, with 6G MUX board) | V (FW 3.5.0) | V (FW 1.1.2) | V (FW 1.3.1) |  | V (FW 1.2.5) | V (FW 1.2.2)
3.5 | Western Digital | WD Red Pro | WD2002FFSX-68PF8N0 | 2TB | 7200 | 6Gb/s | 81.00A81 | Up to 16 bay NAS | 2015-12-29 | [6 empty] | V (FW 2.1.0) | [10 empty] | V (FW 2.1.0) | V (FW 2.1.1, with 6G MUX board) | V (FW 2.1.0) | V (FW 2.1.0)
3.5 | Western Digital | WD Red Pro | WD4001FFSX-68JNUN0 | 4TB | 7200 | 6Gb/s | 81.00A81 |  | 2014/7/22 2014/8/28 | [6 empty] | V (FW 1.4.0) | V (FW 1.7.0, with 6G MUX board) | V (FW 1.7.0) | / | / | V (FW 1.7.0) | [5 empty] | V (FW 1.3.1) | V (FW 1.0.0, with 6G MUX board) | V (FW 1.2.3) | V (FW 1.4.1)
Legacy SATA 2.5" HDD
2.5 | Seagate | Constellation.2 | ST91000640NS ST9500620NS ST9250610NS | 1TB 500GB 250GB | 7200 | 6Gb/s | SN01 |  | 2011-03-25 | [7 empty] | V (FW 1.1.0, with 6G MUX board) | V (FW 1.1.0) | V (FW 1.1.0, with 6G MUX board) | V (FW 1.1.0) | [10 empty] | V (FW 2.1.0, with 6G MUX board, Local Expander FW 2.1.0) | V (FW 2.1.0, Local Expander FW 2.1.0) | V (FW 2.1.0, with 6G MUX board, Local Expander FW 2.1.0) | V (FW 2.1.0, Local Expander FW 2.1.0) | V (FW 2.1.0, with 6G MUX board, Local Expander FW 2.1.0) | V (FW 2.1.0, Local Expander FW 2.1.0) | V (FW 1.0.0, with 6G MUX board, Local Expander FW 2.1.0) | V (FW 1.0.0, Local Expander FW 2.1.0) | V (FW 1.0.0, with 6G MUX board, Local Expander FW 2.1.0) | V (FW 1.0.0, Local Expander FW 2.1.0) | / | / | / | / | /
2.5 | Seagate | Constellation | ST9500530NS | 500GB | 7200 | 3Gb/s | SN02 |  | 2009-04-17 | [7 empty] | V | V | V | V | [6 empty] | V (FW 1.0.0) |  |  |  | V | V | V | V | V | V | V | V | V | V | / | / | / | / | /

## SATA SSD
[10 empty] | AegisSAN Q500 | [5 empty] | TrioNAS LX | JBOD |  |  |  |  | Legacy AegisSAN LX |  |  |  | Legacy AegisSAN V100 | Legacy TrioNAS LX |  | Legacy TrioNAS |  | Legacy AegisSAN | [9 empty] | Legacy |  |  | Legacy
Comment: V: Test with the FW version X: Not recommend /: Not suitable | [9 empty] | Q500-P10-D424 Q500-P10-D316 Q500-P10-D212 Q500-P20-D424 Q500-P20-D316 Q500-P20-D212 | Q500-P10-S424 Q500-P10-S316 Q500-P10-S212 Q500-P20-S424 Q500-P20-S316 Q500-P20-S212 | Q500-F21-D424 Q500-F21-D316 Q500-F21-D212 Q500-F30-D424 Q500-F30-D316 Q500-F30-D212 | Q500-F21-S424 Q500-F21-S316 Q500-F21-S212 Q500-F30-S424 Q500-F30-S316 Q500-F30-S212 | Q500-S20-D424 Q500-S20-D316 Q500-S20-D212 | Q500-S20-S424 Q500-S20-S316 Q500-S20-S212 | U300-P10 U300-P20 U300-F30 | J300Q-D424 J300Q-D316 J300Q-D212 | J300Q-C424 J300Q-C316 J300Q-C212 | J300Q-D224 | J300Q-C224 | J100 | P400Q-D424 P400Q-D316 P400Q-D212 P600Q-D424 P600Q-D316 P600Q-D212 | P400Q-S424 P400Q-S316 P400Q-S212 P600Q-S424 P600Q-S316 P600Q-S212 | F600Q-D424 F600Q-D316 F600Q-D212 F630Q-D424 F630Q-D316 F630Q-D212 | F600Q-S424 F600Q-S316 F600Q-S212 F630Q-S424 F630Q-S316 F630Q-S212 | V100-P10 V100-P20 V100-F30 | U400Q-S424 U400Q-S316 U400Q-S212 U600Q-S424 U600Q-S316 U600Q-S212 | U400HA-D424 U400HA-D316 U400HA-D212 U600HA-D424 U600HA-D316 U600HA-D212 | U110 U120 | U210 U220 U221 | F300Q-D424 F300Q-D316 F300Q-D212 P300Q-D424 P300Q-D316 P300Q-D212 | P500Q-S424 P500Q-S316 P500Q-S212 S300Q-S424 S300Q-S316 S300Q-S212 | F300Q-D424 F300Q-D316 F300Q-D212 P300Q-D424 P300Q-D316 P300Q-D212 | P500Q-S424 P500Q-S316 P500Q-S212 S300Q-S424 S300Q-S316 S300Q-S212 | F300Q-D224 P300Q-D224 P500Q-D224 S300Q-D224 | F300Q-S224 P300Q-S224 P500Q-S224 S300Q-S224 | F400Q-D424 F400Q-D316 F400Q-D212 | F400Q-S424 F400Q-S316 F400Q-S212 | F400Q-D224 | F400Q-S224 | F200V40 F200V50 F200V51 F200V60 F200V61 | P210V40 P210V50 P210V51 P210V60 P210V61 | S510V40 S510V50 S510V51 S510V60 S510V61 | P110V04 P160V40 P160V50 P160V51 P160V60 P160V61 | S121V40 S121V50 S121V51 S121V60 S121V61
FF | Brand | Series | Model | Capa city | Inter face | Type | FW | Comment | Date | LFF | LFF | LFF | LFF | LFF | LFF | LFF | LFF | LFF | SFF | SFF | LFF | LFF | LFF | LFF | LFF | LFF | LFF | LFF | LFF | LFF
SATA 2.5" SSD
2.5 | KIOXIA (Toshiba) | HK6-R Series | KHK61RSE7T68 KHK61RSE3T84 KHK61RSE1T92 KHK61RSE960G KHK61RSE480G | 7.68TB 3.84TB 1.92TB 960GB 480GB | 6Gb/s | BiCS FLASHTM TLC | 1DET6101 | 1 DWPD (Read Intensive SSD) | 2019-09-11 | V (FW 3.7.7, with 6G MUX board) | V (FW 3.7.7) | V (FW 3.7.7, with 6G MUX board) | V (FW 3.7.7) | V (FW 3.7.7, with 6G MUX board) | V (FW 3.7.7) |  | V (FW 1.7.4, with 6G MUX board) | V (FW 1.7.4) | V (FW 1.7.4, with 6G MUX board) | V (FW 1.7.4) | [6 empty] | V (FW 2.1.2) | X (Bug, fixing) | V (FW 2.1.2) | V (FW 2.1.2)
2.5 | Intel | 540s Series | SSDSC2KW010X6 SSDSC2KW480H6 SSDSC2KW360H6 SSDSC2KW240H6 SSDSC2KW180H6 SSDSC2KW120H6 | 1TB 480GB 360GB 240GB 180GB 120GB | 6Gb/s | TLC | LSBG200 | Consumer SSDs | 2016-10-03 | [6 empty] | V (FW 2.1.2) | [10 empty] | V (FW 2.1.2) | X (Bug, fixing) | V (FW 2.1.2) | V (FW 2.1.2)
2.5 | Seagate | Nytro XF1351 SATA SSD | XA3840ME10063 XA1920ME10063 XA960ME10063 XA480ME10063 XA240ME10003 | 3.84TB 1.92TB 960GB 480GB 240GB | 6Gb/s | 3D TLC | SF4400ZU | 3 DWPD (Mainstream Endurance) Qualified by authorized partner | 2019-05-07 | V (FW 3.7.6, with 6G MUX board) | V (FW 3.7.6) | V (FW 3.7.6, with 6G MUX board) | V (FW 3.7.6) | V (FW 3.7.6, with 6G MUX board) | V (FW 3.7.6) |  | V (FW 1.7.4, with 6G MUX board) | V (FW 1.7.4) | V (FW 1.7.4, with 6G MUX board) | V (FW 1.7.4) | [6 empty] | V (FW 2.1.2) | X (Bug, fixing) | V (FW 2.1.2) | V (FW 2.1.2)
2.5 | Seagate | Nytro XF1351 SATA SSD | XA3840LE10063 XA1920LE10063 XA960LE10063 XA480LE10063 XA240LE10003 | 3.84TB 1.92TB 960GB 480GB 240GB | 6Gb/s | 3D TLC | SF4400ZU | 1 DWPD (Light Endurance) | 2018-11-13 | V (FW 3.7.6, with 6G MUX board) | V (FW 3.7.6) | V (FW 3.7.6, with 6G MUX board) | V (FW 3.7.6) | V (FW 3.7.6, with 6G MUX board) | V (FW 3.7.6) |  | V (FW 1.7.4, with 6G MUX board) | V (FW 1.7.4) | V (FW 1.7.4, with 6G MUX board) | V (FW 1.7.4) | [6 empty] | V (FW 2.1.2) | X (Bug, fixing) | V (FW 2.1.2) | V (FW 2.1.2)
Legacy SATA 2.5" SSD
2.5 | Crucial | MX300 SSD | CT2050MX300SSD1 CT1050MX300SSD1 CT525MX300SSD1 CT275MX300SSD1 | 2TB 1TB 525GB 275GB | 6Gb/s | MLC | M0CR031 |  | 2017-02-10 | [6 empty] | V (FW 2.2.1)
2.5 | Crucial | MX200 SSD | CT1000MX200SSD1 CT500MX200SSD1 ST250MX200SSD1 | 1TB 500GB 250GB | 6Gb/s | MLC | MU02 |  | 2016-03-15 | V (FW 3.7.2, with 6G MUX board) | V (FW 3.7.2) | V (FW 3.7.2, with 6G MUX board) | V (FW 3.7.2) | V (FW 3.7.2, with 6G MUX board) | V (FW 3.7.2) |  | V (FW 1.7.4, with 6G MUX board) | V (FW 1.7.4) | V (FW 1.7.4, with 6G MUX board) | V (FW 1.7.4) |  | V (FW 3.7.2, with 6G MUX board) | V (FW 3.7.2) | V (FW 3.7.2, with 6G MUX board) | V (FW 3.7.2) |  |  | V (FW 2.1.2, with 6G MUX board)
2.5 | Intel | DC S3510 Series | SSDSC2BB016T6 SSDSC2BB012T6 SSDSC2BB800G6 SSDSC2BB480G6 SSDSC2BB240G6 SSDSC2BB120G6 SSDSC2BB080G6 | 1.6TB 1.2TB 800GB 480GB 240GB 120GB 80GB | 6Gb/s | MLC | G2010130 | The Performance is impacted by 6G MUX board. | 2015-09-21 | V (FW 3.6.1, with 6G MUX board) | V (FW 3.6.1) | V (FW 3.6.1, with 6G MUX board) | V (FW 3.6.1) | V (with 6G MUX board) | V | V (FW 2.0.0) | V (FW 1.7.4, with 6G MUX board) | V (FW 1.7.4) | V (FW 1.7.4, with 6G MUX board) | V (FW 1.7.4) |  | V (FW 3.6.2, with 6G MUX board) | V (FW 3.6.2) | V (FW 3.6.2, with 6G MUX board) | V (FW 3.6.2) |  |  | V (FW 1.1.0, with 6G MUX board)
2.5 | Intel | DC S3710 Series | SSDSC2BA012T4 SSDSC2BA800G4 SSDSC2BA400G4 SSDSC2BA200G4 | 1.2TB 800GB 400GB 200GB | 6Gb/s | MLC | G2010110 | The Performance is impacted by 6G MUX board. | 2015-09-21 | V (FW 3.6.1, with 6G MUX board) | V (FW 3.6.1) | V (FW 3.6.1, with 6G MUX board) | V (FW 3.6.1) | V (with 6G MUX board) | V | V (FW 2.0.0) | V (FW 1.7.4, with 6G MUX board) | V (FW 1.7.4) | V (FW 1.7.4, with 6G MUX board) | V (FW 1.7.4) |  | V (FW 3.6.2, with 6G MUX board) | V (FW 3.6.2) | V (FW 3.6.2, with 6G MUX board) | V (FW 3.6.2) |  |  | V (FW 1.1.0, with 6G MUX board)
2.5 | Intel | DC S3500 Series | SSDSC2BB800G4 SSDSC2BB480G4 SSDSC2BB240G4 SSDSC2BB120G4 | 800GB 480GB 240GB 120GB | 6Gb/s | MLC | D2010310 |  | 2013/7/26 2013/10/9 | V (FW 1.0.0, with 6G MUX board) | V (FW 1.0.0) | V (FW 1.0.0, with 6G MUX board) | V (FW 1.0.0) | V (with 6G MUX board) | V | V (FW 1.4.0) | V (FW 1.4.4, with 6G MUX board) | V (FW 1.4.4) | V (FW 1.4.4, with 6G MUX board) | V (FW 1.4.4) | V (FW 1.7.0) | V (FW 3.0.6, with 6G MUX board) | V (FW 3.0.6) | V (FW 3.0.6, with 6G MUX board) | V (FW 3.0.6) | V (FW 1.1.0) | V (FW 1.2.0) |  | V (FW 1.2.0) | V (FW 1.2.1) | V (FW 2.2.5, with 6G MUX board) | V (FW 2.2.5) | V (FW 2.2.5, with 6G MUX board) | V (FW 2.2.5) | V (FW 2.2.5, with 6G MUX board) | V (FW 2.2.5) | V (FW 2.2.5, with 6G MUX board) | V (FW 2.2.5) | V (FW 2.2.5, with 6G MUX board) | V (FW 2.2.5)
2.5 | Intel | X25-M | SSDSA2M080G2GC | 80GB | 3Gb/s | MLC | 02HD |  | 2010-10-08 | [7 empty] | V | V | V | V | [10 empty] | V (FW 1.0.2) | V (FW 1.0.2) | V (FW 1.0.2) | V (FW 1.0.2) | V (FW 1.0.2) | V (FW 1.0.2) | V | V | V | V | / | / | / | / | /
2.5 | Intel | 710 Series | SSDSA2BZ100G3 | 100GB | 3Gb/s | MLC | 6PB10362 | It's very tight with Q224 HDD tray | 2012/2/13 2012/4/23 2013/3/29 | [7 empty] | V (FW 1.3.0, with 6G MUX board) | V (FW 1.3.0) | V (FW 1.3.0, with 6G MUX board, It's very tight with HDD tray) | V (FW 1.3.0, It's very tight with HDD tray) |  | V (FW 1.0.4, with 6G MUX board) | V (FW 1.0.4) | V (FW 1.0.1, with 6G MUX board) | V (FW 1.0.1) |  | V (FW 1.0.3) |  |  |  | V (FW 2.2.1, with 6G MUX board) | V (FW 2.2.1) | V (FW 2.2.1, with 6G MUX board) | V (FW 2.2.1) | V (FW 2.2.1, with 6G MUX board, It's very tight with HDD tray) | V (FW 2.2.1, It's very tight with HDD tray) | V (FW 2.2.1, with 6G MUX board) | V (FW 2.2.1) | V (FW 2.2.1, with 6G MUX board, It's very tight with HDD tray) | V (FW 2.2.1, It's very tight with HDD tray) | / | / | / | / | /
2.5 | Micron | M510DC | MTFDDAK960MBP-1AN1ZAB MTFDDAK800MBP-1AN1ZAB MTFDDAK480MBP-1AN1ZAB MTFDDAK240MBP-1AN1ZAB MTFDDAK120MBP-1AN1ZAB | 960GB 800GB 480GB 240GB 120GB | 6Gb/s | MLC | 0005 |  | 2015-12-10 | V (FW 3.7.1, with 6G MUX board) | V (FW 3.7.1) | V (FW 3.7.1, with 6G MUX board) | V (FW 3.7.1) | V (FW 3.7.1, with 6G MUX board) | V (FW 3.7.1) | V (FW 2.1.0) | V (FW 1.7.4, with 6G MUX board) | V (FW 1.7.4) | V (FW 1.7.4, with 6G MUX board) | V (FW 1.7.4) |  | V (FW 3.7.1, with 6G MUX board) | V (FW 3.7.1) | V (FW 3.7.1, with 6G MUX board) | V (FW 3.7.1) |  |  | V (FW 2.1.1, with 6G MUX board)
2.5 | Micron | M600 | MTFDDAK1T0MBF-1AN1Z MTFDDAK512MBF-1AN1Z MTFDDAK256MBF-1AN1Z MTFDDAK128MBF-1AN1Z | 1TB 512GB 256GB 128GB | 6Gb/s | MLC | MU03 | Client SSD Storage | 2016-01-04 | V (FW 3.7.1, with 6G MUX board) | V (FW 3.7.1) | V (FW 3.7.1, with 6G MUX board) | V (FW 3.7.1) | V (FW 3.7.1, with 6G MUX board) | V (FW 3.7.1) | V (FW 2.1.0) | V (FW 1.7.4, with 6G MUX board) | V (FW 1.7.4) | V (FW 1.7.4, with 6G MUX board) | V (FW 1.7.4) |  | V (FW 3.7.1, with 6G MUX board) | V (FW 3.7.1) | V (FW 3.7.1, with 6G MUX board) | V (FW 3.7.1) |  |  | V (FW 2.1.1, with 6G MUX board)
2.5 | Micron | M500DC | MTFDDAK800MBB-1AE1 MTFDDAK480MBB-1AE1 MTFDDAK240MBB-1AE1 MTFDDAK120MBB-1AE1 | 800GB 480GB 240GB 120GB | 6Gb/s | MLC | 0129 |  | 2015-02-03 | V (FW 1.4.1 with 6G MUX board) | V (FW 1.4.1) | V (FW 1.4.1 with 6G MUX board) | V (FW 1.4.1) | V (with 6G MUX board) | V | V (FW 1.4.0) | V (FW 1.7.2, with 6G MUX board) | V (FW 1.7.2) | V (FW 1.7.2, with 6G MUX board) | V (FW 1.7.2) |  | V (FW 3.4.0, with 6G MUX board) | V (FW 3.4.0) | V (FW 3.4.0, with 6G MUX board) | V (FW 3.4.0) |  | V (FW 1.4.0)
2.5 | Micron | RealSSD P400e | MTFDDAK200MAR-1K1AA | 200GB | 6Gb/s | MLC | 0142 | Qualified by Authorized partner for limited models | 2012-11-27 | [12 empty] | V (FW 1.0., with 6G MUX board7) | V (FW 1.0.7) | [17 empty] | / | / | / | / | /
2.5 | Micron | P400m | MTFDDAK100MAN-1S1AA | 100GB | 6Gb/s | MLC | 0200 | Qualified by Authorized partner for limited models | 2013-01-23 | [12 empty] | V (FW 1.0.7, with 6G MUX board) | V (FW 1.0.7) | [17 empty] | / | / | / | / | /
2.5 | OCZ | Deneva 2 C Series | D2CSTK251M20-0240 | 240GB | 6Gb/s | MLC | 2.22 |  | 2013-05-24 | [7 empty] | V (FW 1.4.3, with 6G MUX board) | V (FW 1.4.3) | V (FW 1.4.3, with 6G MUX board) | V (FW 1.4.3) |  | V (FW 3.0.4, with 6G MUX board) | V (FW 3.0.4) | V (FW 3.0.5, with 6G MUX board) | V (FW 3.0.5) |  | V (FW 1.1.1) |  | V (FW 1.1.0) | V (FW 1.2.0) | V (FW 2.2.5, with 6G MUX board) | V (FW 2.2.5) | V (FW 2.2.5, with 6G MUX board) | V (FW 2.2.5) | V (FW 2.2.5, with 6G MUX board) | V (FW 2.2.5) | V (FW 2.2.5, with 6G MUX board) | V (FW 2.2.5) | V (FW 2.2.5, with 6G MUX board) | V (FW 2.2.5) | / | / | / | / | /
2.5 | Samsung | SM863 | MZ-7KM1T9 MZ-7KM960 MZ-7KM480 MZ-7KM240 MZ-7KM120HAFD-00005 | 1.92TB 960GB 480GB 240GB 120GB | 6Gb/s | MLC | GXM1003Q | Some S.M.A.R.T. values cannot be detected. | 2016-03-15 | V (FW 3.7.2, with 6G MUX board) | V (FW 3.7.2) | V (FW 3.7.2, with 6G MUX board) | V (FW 3.7.2) | V (FW 3.7.2, with 6G MUX board) | V (FW 3.7.2) |  | V (FW 1.7.4, with 6G MUX board) | V (FW 1.7.4) | V (FW 1.7.4, with 6G MUX board) | V (FW 1.7.4) |  | V (FW 3.7.2, with 6G MUX board) | V (FW 3.7.2) | V (FW 3.7.2, with 6G MUX board) | V (FW 3.7.2) |  |  | V (FW 2.1.2, with 6G MUX board)
2.5 | Samsung | 845DC PRO | MZ-7WD800 MZ-7WD400 | 800GB 400GB | 6Gb/s | MLC | DXV8AX30 | Some S.M.A.R.T. values cannot be detected. The Performance is impacted by 6G MUX board. | 2015-09-11 | V (FW 3.6.1, with 6G MUX board) | V (FW 3.6.1) | V (FW 3.6.1, with 6G MUX board) | V (FW 3.6.1) | V (with 6G MUX board) | V | V (FW 2.0.0) | V (FW 1.7.4, with 6G MUX board) | V (FW 1.7.4) | V (FW 1.7.4, with 6G MUX board) | V (FW 1.7.4) |  | V (FW 3.6.2, with 6G MUX board) | V (FW 3.6.2) | V (FW 3.6.2, with 6G MUX board) | V (FW 3.6.2) |  |  | V (FW 1.1.0, with 6G MUX board)
2.5 | SanDisk | CloudSpeed Eco | SDLFNCAR-960G-1HA1 SDLFNCAR-480G-1HA1 SDLFNCAR-240G-1HA1 | 960GB 480GB 240GB | 6Gb/s | MLC | ZZ22RC93 |  | 2015-10-02 | V (FW 3.6.1, with 6G MUX board) | V (FW 3.6.1) | V (FW 3.6.1, with 6G MUX board) | V (FW 3.6.1) | V (with 6G MUX board) | V | V (FW 2.0.0) | V (FW 1.7.4, with 6G MUX board) | V (FW 1.7.4) | V (FW 1.7.4, with 6G MUX board) | V (FW 1.7.4) |  | V (FW 3.6.2, with 6G MUX board) | V (FW 3.6.2) | V (FW 3.6.2, with 6G MUX board) | V (FW 3.6.2) |  |  | V (FW 1.1.0, with 6G MUX board)
2.5 | SanDisk | CloudSpeed Ultra | SDLFOCAM-800G-1HA1 SDLFOCAM-400G-1HA1 SDLFOCAM-200G-1HA1 SDLFOCAM-100G-1HA1 | 800GB 400GB 200GB 100GB | 6Gb/s | MLC | ZZ1WRE92 |  | 2014-11-28 | V (FW 1.3.0 with 6G MUX board) | V (FW 1.3.0) | V (FW 1.3.0 with 6G MUX board) | V (FW 1.3.0) | V (with 6G MUX board) | V | V (FW 1.4.0) | V (FW 1.7.0, with 6G MUX board) | V (FW 1.7.0) | V (FW 1.7.0, with 6G MUX board) | V (FW 1.7.0) |  | V (FW 3.4.0, with 6G MUX board) | V (FW 3.4.0) | V (FW 3.4.0, with 6G MUX board) | V (FW 3.4.0) |  | V (FW 1.3.2)

## FC HBA
[10 empty] | AegisSAN Q500 |  | TrioNAS LX | Legacy AegisSAN LX |  | Legacy AegisSAN V100 | Legacy Fibre Channel
Comment: V: Test with the FW version X: Not recommend | [9 empty] | AegisSAN Q500-F21 | AegisSAN Q500-F30 | TrioNAS LX U300-F30 | AegisSAN LX F600Q | AegisSAN LX F630Q | AegisSAN V100-F30 | F200V-Series | F300Q-Series | F400Q-Series
Brand | Series | Model | Port | Bus Type | I/O | BIOS | FW | Comment | Date
16Gb FC HBA
ATTO | Celerity | FC-164E FC-162E FC-161E | 4 2 1 | PCIe 3.0 x8 | 16Gb/s | 1.02 | 1.1.43.18 |  | 2014/8/14 2014/11/24 |  | V (FW 1.2.0) | V (FW 1.4.1) |  | V (FW 3.4.0) | V (FW 1.1.1)
Broadcom (Emulex) | LightPulse | LPe16004 LPe16002B LPe16000B | 4 2 1 | PCIe 3.0 x8 | 16Gb/s | 6.01a3 | 1.1.21.8 | Point-to-Point mode only | 2014/8/14 2014/11/24 |  | V (FW 1.2.0, P-to-P mode only) |  |  | V (FW 3.4.0, P-to-P mode only) | V (FW 1.1.1, P-to-P mode only)
Cavium (QLogic) | 1800 | BR-1860 | 2 | PCIe 2.0 x8 | 16Gb/s |  | 3.2.3.0 |  | 2013-12-31 |  | V (FW 1.0.0) | V (FW 1.4.1) |  | V (FW 3.2.0)
Cavium (QLogic) | 2670 | QLE2672 QLE2670 | 2 1 | PCIe 3.0 x4 PCIe 2.0 x8 | 16Gb/s |  | 8.05.00.03.55.6-k |  | 2013/8/26 2013/10/2 |  | V (FW 1.0.0) | V (FW 1.4.1) |  | V (FW 3.2.0) | V (FW 1.1.1)
8Gb FC HBA
ATTO | Celerity | FC-84EN FC-82EN FC-81EN | 4 2 1 | PCIe 2.0 x8 | 8Gb/s | 3.24 | 2010,07,30 |  | 2011/11/23 2013/10/2 | V (FW 1.0.0) |  |  | V (FW 1.0.0)
Broadcom (Emulex) | LightPulse | LPe12004 LPe12002 LPe12000 | 4 2 1 | PCIe 2.0 x8 | 8Gb/s | 5.12a2 | 2.00a4 | Point-to-Point mode only | 2011/11/23 2013/10/2 2014/8/14 | V (FW 1.0.0, P-to-P mode only) |  |  | V (FW 1.0.0, P-to-P mode only)
Cavium (QLogic) | 800 | BR-825 BR-851 | 2 1 | PCIe 2.0 x8 | 8Gb/s |  | 3.2.4.0 | Loop mode only | 2014-08-14 |  |  |  | V (FW 3.2.2, Loop mode only)
Cavium (QLogic) | 2560 | QLE2564 QLE2562 QLE2560 | 4 2 1 | PCIe 2.0 x8 | 8Gb/s | 2.37 | 5.04.01 |  | 2011/11/23 2013/10/2 | V (FW 1.0.0) |  |  | V (FW 1.0.0)
Legacy 4Gb FC HBA
ATTO | Celerity | FC-42ES | 2 | PCIe x4 | 4Gb/s |  | 2007,11,13 |  | 2008-09-19 | [6 empty] | V
Brocade |  | 410 | 1 | PCIe x4 | 4Gb/s | 2.02.06 | 1.03.20 |  | 2008-05-13 | [6 empty] | V | V | V
LSI |  | LSI7204EP-LC | 2 | PCIe x4 | 4Gb/s | 2.02.06 | 1.03.27 |  | 2010-03-31 | [6 empty] | V | V | V
LSI |  | LSI7204XP-LC | 2 | PCI-X 1.0 | 4Gb/s | 2.02.06 | 1.03.27 | [8 empty] | V | V | V
QLogic |  | QLE2462 | 2 | PCIe x4 | 4Gb/s | 2.1 | 4.06.02 | [8 empty] | V | V | V
QLogic |  | QLA2462 | 2 | PCI-X 2.0 | 4Gb/s | 2.1 | 4.06.02 | [8 empty] | V | V | V

## iSCSI HBA
[10 empty] | AegisSAN Q500 |  |  | TrioNAS LX | Legacy AegisSAN LX |  | Legacy AegisSAN V100 |  | Legacy TrioNAS LX |  |  | Legacy TrioNAS | Legacy iSCSI
Comment: V: Test with the FW version X: Not recommend | [9 empty] | AegisSAN Q500-P10 | AegisSAN Q500-P20 | AegisSAN Q500-P21 | TrioNAS LX U300-P20 | AegisSAN LX P400Q | AegisSAN LX P600Q | AegisSAN V100-P10 | AegisSAN V100-P20 | TrioNAS LX U300-P20 | TrioNAS LX U600Q | TrioNAS LX U600HA | TrioNAS U220 U221 | P110V-Series P160V-Series P210V-Series P300Q-Series | P500Q-Series
Brand | Series | Model | Port | Bus Type | I/O | BIOS | FW | Comment | Date
10GbE HBA
ATTO | FastFrame | NS14 NS12 NS11 | 4 2 1 | PCIe 2.0 x8 | SFP+ |  |  |  | 2011-05-06 | [13 empty] | V (FW 2.0.1p2)
Broadcom (Emulex) |  | OCe10102-IX-D | 2 | PCIe 2.0 x8 | SFP+ | 2.103.397.13 |  |  | 2011-08-19 |  |  |  | V (FW 1.4.0) |  |  |  |  | V (FW 1.4.0) |  |  |  |  | V (FW 2.1.1)
Intel | X710 | X710-DA4 X710-DA2 | 4 2 | PCIe 3.0 x8 | SFP+ | 5.02 | 5.02 |  | 2016-05-03
Intel | X520 | X520-SR2 | 2 | PCIe 2.0 x8 | SFP+ |  |  |  | 2013-06-28 |  | V (FW 1.0.0) |  |  |  | V (FW 3.0.6) |  | V (FW 1.1.0)
Intel | X540 | X540-T2 | 2 | PCIe 2.1 x8 | Copper |  |  |  | 2013-06-28 |  |  | V (FW 1.0.0) |  |  | V (FW 3.0.6)
Mellanox | ConnectX-3 Pro EN | MCX312B-XCCT MCX312A-XCCT (1 Port) | 2 1 | PCIe 3.0 x8 | SFP+ |  | 2.36.5150 | Support Windows 2012 R2 only | 2016-07-29
1GbE HBA
Broadcom |  | NetXtreme II 5709 | 2 | PCIe x4 | Gigabit |  |  | iSCSI offload |  | V (FW 1.0.0) | V (FW 1.0.0) | V (FW 1.0.0) |  | V | V | [6 empty] | V
HP |  | NC380T | 2 | PCIe | Gigabit | 1.9.6 | N/A | iSCSI offload | [5 empty] | V | V | [6 empty] | V
HP |  | NC360T | 2 | PCIe | Gigabit | [8 empty] | V | V | [6 empty] | V
Cavium (QLogic) |  | QLE4062C | 2 | PCIe | Gigabit | 1.15 | 3.0.1.53 | iSCSI offload | [5 empty] | V | V | [6 empty] | V
Legacy GbE HBA
Chelsio |  | S310E-CR-C | 1 | PCIe x8 | SFP+ |  |  | iSCSI offload | 40311 | [13 empty] | V
Intel |  | E10G42AFDA | 2 | PCIe x8 | SFP+ |  |  |  | 2009-11-26 |  | V (FW 1.0.0) |  |  |  | V | [7 empty] | V
Intel |  | E10G42BFSR | 2 | PCIe x8 | SFP+ |  |  |  | 2009-11-26 |  | V (FW 1.0.0) |  |  |  | V | [7 empty] | V
Intel |  | EXPX9502CX4 | 2 | PCIe x8 | CX4 |  |  |  | 2010-05-13 | [13 empty] | V
HP |  | NC7170 | 2 | PCI-X | Gigabit | [8 empty] | V | V | [6 empty] | V
IBM |  | NetXtreme 1000 T | 2 | PCI-X | Gigabit | [8 empty] | V | V | [6 empty] | V
Intel |  | PWLA8492MT | 2 | PCI-X | Gigabit |  |  |  |  | V (FW 1.0.0) | V (FW 1.0.0) | V (FW 1.0.0) |  | V | V | V (FW 1.1.0) | [5 empty] | V
QLogic |  | QLA4052C | 2 | PCI-X | Gigabit | 1.15 | 3.0.1.53 | iSCSI offload | [5 empty] | V | V | [6 empty] | V

## SAS HBA
[10 empty] | AegisSAN Q500 | JBOD |  | Legacy SAS |  | Legacy JBOD | Legacy SCSI
Comment: V: Test with the FW version X: Not recommend | [9 empty] | AegisSAN Q500-S20 | J300Q | J100 | S300Q-Series | S510V-Series | J200V-Series | S121V-Series
Brand | Series | Model | Port | Bus Type | I/O | BIOS | FW | Comment | Date
12Gb SAS RAID Controller Card
Broaccom (LSI) | MegaRAID SAS | 9380-8e | 2 | PCIe 3.0 x8 | 12Gb/s |  | 24.15.0-0016 |  | 2015-08-21 | V (FW 3.7.0) | V (FW 1.7.4) |  | V
6Gb SAS HBA
Broaccom (LSI) | SAS | 9207-8e | 2 | PCIe 3.0 x8 | 6Gb/s | P20 | P20 |  | 2015-08-21 | V (FW 3.7.0) | V (FW 1.7.4) |  | V
Broaccom (LSI) | SAS | 9200-8e | 2 | PCIe 2.0 x8 | 6Gb/s | P20 | P20 |  | 2010-06-03 | V (FW 3.7.0) | V |  | V
6Gb SAS RAID Controller Card
Broaccom (LSI) | MegaRAID SAS | 9286-8e | 2 | PCIe 3.0 x8 | 6Gb/s |  | 23.34.0-0005 |  | 2016-05-03 | V (FW 3.7.0) | V (FW 1.7.4) |  | V
Legacy SAS HBA
LSI | SAS | 9205-8e | 2 | PCIe 2.0 x8 | 6Gb/s | 7.17.03.00 | 9.00.00.00 |  | 2012-01-13 |  |  |  | V (FW 2.2.0)
LSI | SAS | 3801E | 2 | PCIe x8 | 3Gb/s | 6.28.00.00 | 1.29.00.00 |  |  |  | V |  | V | V | V
LSI | SAS | 3800X | 2 | PCI-X | 3Gb/s | 6.28.00.00 | 1.29.00.00 |  |  |  | V |  | V | V | V
Legacy SAS RAID Controller Card
Adaptec |  | ASR-5085 | 2 | PCIe x8 | 3Gb/s | 5.2.0 Build 17899 | 5.2.0 Build 17899 |  | 2011-07-19 |  | V (FW 1.1.0)
LSI | MegaRAID SAS | 8880EM2 | 2 | PCIe x8 | 3Gb/s |  | 11.0.1-0042 |  | 2011-08-26 |  | X (Host reboot problem) |  |  |  | V (FW 2.1.0)
Legacy SCSI HBA
Adaptec |  | 39320A-R | 2 | PCI-X | Ultra320 | 4.30.0 | [9 empty] | V
Adaptec |  | 29320A-R | 1 | PCI-X | Ultra320 | 4.30.0 | [9 empty] | V
Adaptec |  | 29320ALP-R | 1 | PCI-X | Ultra320 | 4.30.0 | [9 empty] | V
ATTO |  | ExpressPCI UL4D | 2 | PCI-X | Ultra320 | 2.25 | [9 empty] | V
LSI |  | LSI22320-R | 2 | PCI-X | Ultra320 | 5.07.03 | 1.03.34 | [8 empty] | V
LSI |  | LSI22320SE | 2 | PCIe | Ultra320 | 5.07.03 | 1.03.34 |  | 2009-01-20 | [6 empty] | V

## Switch
[10 empty] | Fibre Channel |  |  |  | Unified Storage |  |  | Legacy iSCSI | [5 empty] | Legacy Fibre Channel | [5 empty] | Unified Storage
Comment: V: Test with the FW version X: Not recommend | [6 empty] | AegisSAN Q500-P10 | AegisSAN Q500-P20 | AegisSAN Q500-P21 | AegisSAN Q500-F21 | AegisSAN Q500-F30 | Q500-F20 Q500-F21 | Q500-F30 | TrioNAS U300-P10 | TrioNAS U300-P20 | TrioNAS U300-F30 | AegisSAN LX P400Q | AegisSAN LX P600Q | AegisSAN V100-P10 | AegisSAN V100-P20 | P110V-Series P160V-Series P210V-Series P300Q-Series | P500Q-Series | AegisSAN LX F600Q-Series | AegisSAN LX F630Q-Series | AegisSAN V100-F30 | F200V-Series | F300Q-Series | F400Q-Series | TrioNAS U110 U120 U210 | TrioNAS U220 U221 | TrioNAS LX U400Q | TrioNAS LX U400HA | TrioNAS LX U600Q | TrioNAS LX U600HA
Brand | Series | Model | Type | Family Models | Comment | Date
16G FC Switch
Brocade | 6505 Switch | 6505 | 16Gb/s x 24 ports |  |  | 2013/8/26 2013/10/2 |  |  |  |  | V (FW 1.0.0) | V (FW 1.0.0) | V (FW 1.0.0) |  |  | V (FW 1.4.1) | [7 empty] | V (FW 3.2.0) | V (FW 1.1.1)
8G FC Switch
Brocade | 300 Switch | BR-340 | 8Gb/s x 16 ports |  |  | 2012-03-01 |  |  |  | V (FW 1.0.0) | [12 empty] | V
QLogic |  | SB5800 | 8Gb/s x 8 ports |  |  | 2012-03-01 |  |  |  | V (FW 1.0.0) | [12 empty] | V
4G FC Switch
Brocade |  | BR-200E | 4Gb/s x 8 ports | [22 empty] | V | V | V
Legacy GbE Switch
Dell |  | PowerConnect 5324 | GbE x 24 ports | [13 empty] | V | V |  |  | V | [6 empty] | V | V |  | V | V | V | V
Dell |  | PowerConnect 2724 | GbE x 24 ports | [13 empty] | V | V |  |  | V | [6 empty] | V | V |  | V | V | V | V

## UPS
[7 empty] | AegisSAN Q500 | TrioNAS LX | Legacy AegisSAN LX | Legacy AegisSAN V100 | Legacy TrioNAS LX | Legacy TrioNAS | Legacy AegisSAN | Legacy
Comment: V: Test with the FW version X: Not recommend | [6 empty] | Q500-P10 Q500-P20 Q500-F20 Q500-F21 Q500-F30 Q500-S20 | U300-P10 U300-P20 U300-F30 | P400Q P600Q F600Q F630Q | V100-P10 V100-P20 V100-F30 | U400Q U400HA U600Q U600HA | U110 / U120 U210 / U220 U221 | F300Q / F400Q P300Q / P500Q S300Q | P160V P210V F200V S510V
Brand | Series | Model | Type | Series Models | Comment | Date
UPS
APC | Smart-UPS |  | Smart-UPS + UPS Network Management Cards |  |  | 2015-12-01 | V | V | V | V | V | V
Legacy UPS
APC |  | SU700NET | Smart-UPS 700VA 120V |  |  |  | V (FW 1.0.0) | V (FW 1.4.0) | V |  | V |  | V | V
APC |  | SUA750 | Smart-UPS 750VA USB & Serial 120V |  |  |  | V (FW 1.0.0) |  | V |  | V |  | V | V
APC |  | SUA2200RM2U | Smart-UPS 2200VA USB & Serial RM 2U 120V |  |  |  | V (FW 1.0.0) |  | V |  | V |  | V | V
APC |  | SUA2200RM2U | Smart-UPS 2200VA + UPS Network Management Cards |  |  | 2013/1/23 2014/4/29 | V (FW 1.0.0) | V (FW 1.4.0) | V | V (FW 1.1.0) | V | V (FW 1.1.0)

## Certification
Product name | Front-end Type | FW version | MPIO driver | Submission ID | Qualification O.S | Approve date | Comment
WQHL (http://www.windowsservercatalog.com/results.aspx?text=qsan&bCatID=1282&avc=10&ava=0&OR=5&chtext=&cstext=&csttext=&chbtext=)
AegisSAN Q500-P10 | GbE iSCSI | 1.0.0 3.7.0 | 6.2.9200. 16384 | 1592658 1776094 | Windows Server 2012 x64 | 2013/7/15 2015/11/5 | MPIO ODX
AegisSAN Q500-P20 | 10GbE iSCSI | 1.0.0 3.7.0 | 6.2.9200. 16384 | 1592660 1781043 | Windows Server 2012 x64 | 2013/7/15 2015/11/24 | MPIO ODX
AegisSAN Q500-F21 | 8Gb FC | 1.0.0 3.7.0 | 6.2.9200. 16384 | 1613446 1778449 | Windows Server 2012 x64 | 2013/10/16 2015/11/17 | MPIO ODX
AegisSAN Q500-F30 | 16Gb FC | 1.0.0 3.7.0 | 6.2.9200. 16384 | 1604157 1777079 | Windows Server 2012 x64 | 2013/9/9 2015/11/10 | MPIO ODX
TrioNAS LX U300-P10 | GbE | 1.3.1 | 6.2.9200. 16384 | 1679280 | Windows Server 2012 R2 x64 Windows Server 2012 x64 | 2014-08-28
TrioNAS LX U300-P20 | 10GbE | 1.4.0 | 6.2.9200. 16384 | 1682959 | Windows Server 2012 R2 x64 Windows Server 2012 x64 | 2014-09-23
TrioNAS LX U300-F20 | 8Gbb FC | 1.4.0 | 6.2.9200. 16384 | 1689540 | Windows Server 2012 R2 x64 Windows Server 2012 x64 | 2014-11-20
JBOD J300Q | 6G SAS |  |  | 1750981 | Windows Server 2012 R2 x64 Windows Server 2012 x64 | 2015/8/21
VMware (https://www.vmware.com/resources/compatibility/search.php?deviceCategory=san&partner=360)
AegisSAN Q500-P10 | GbE iSCSI | 1.0.0 | N/A |  | ESXi 5.1 (U1/U2/U3), 5.0 (U1/U2/U3) | 2013-07-31
AegisSAN Q500-P20 | 10GbE iSCSI | 1.0.0 | N/A |  | ESXi 5.1 (U1/U2/U3), 5.0 (U1/U2/U3) | 2013-07-31
AegisSAN Q500-F30 | 16Gb FC | 1.0.0 | N/A |  | ESXi 5.1 (U1/U2/U3), 5.0 (U1/U2/U3) | 2013-10-17
AegisSAN Q500 | GbE iSCSI 10GbE iSCSI 8Gb FC 16Gb FC | 1.4.1 | N/A |  | ESXi 6.5 ESXi 6.0 (U1/U2/U3) ESXi 5.5 (U1/U2/U3) | 2017/6/2 2014/12/26 2014/12/12 | iSCSI, VAAI-Block, FC
TrioNAS LX U300 | GbE 10GbE 8Gb FC | 1.4.0 2.1.0 | N/A |  | ESXi 6.5 ESXi 6.0 (U1/U2/U3) ESXi 5.5 (U1/U2/U3) | 2017/6/2 2015/9/22 2014/11/18 2014/10/13 2014/9/23 | NFS, FC, iSCSI, VAAI-Block, VAAI-NAS
Citrix (https://citrixready.citrix.com/category-results.html?search=QSAN)
AegisSAN Q500-P10 | GbE iSCSI | 1.0.0 | N/A |  | Citrix XenServer 6.0.2, 6.0 | 2013-07-04
AegisSAN Q500-P20 | 10GbE iSCSI | 1.0.0 | N/A |  | Citrix XenServer 6.0.2, 6.0 | 2013-07-04
AegisSAN Q500-F20 | 8Gb FC | 1.0.0 | N/A |  | Citrix XenServer 6.2 | 2013-09-11
AegisSAN Q500-F21 | 8Gb FC | 1.0.0 | N/A |  | Citrix XenServer 6.2 | 2013-10-22
AegisSAN Q500-F30 | 16Gb FC | 1.0.0 | N/A |  | Citrix XenServer 6.2 | 2013-09-11
TrioNAS LX U300-P10 | GbE | 1.4.0 | N/A |  | Citrix XenServer 6.2 | 2014-09-11
TrioNAS LX U300-P20 | 10GbE | 1.4.0 | N/A |  | Citrix XenServer 6.2 | 2014-10-06
TrioNAS LX U300-F20 | 8Gb FC | 1.4.0 | N/A |  | Citrix XenServer 6.2 | 2014-10-03
Legacy WQHL (http://www.windowsservercatalog.com/results.aspx?text=qsan&bCatID=1282&avc=10&ava=0&OR=5&chtext=&cstext=&csttext=&chbtext=)
AegisSAN LX P400Q | GbE iSCSI | 3.0.4 | 6.2.9200. 16384 | 1580870 | Windows Server 2012 x64 | 2013-05-14
AegisSAN LX P600Q | 10GbE iSCSI | 3.0.4 3.2.1 | 6.2.9200. 16384 | 1580851 1654399 | Windows Server 2012 R2 x64 Windows Server 2012 x64 | 2013/5/13 2014/5/9
AegisSAN LX F600Q | 8Gb FC + GbE iSCSI | 3.0.5 | 6.2.9200. 16384 | 1580876 | Windows Server 2012 x64 | 2013-05-14
AegisSAN LX F630Q | 16Gb FC + GbE iSCSI | 3.2.0 | 6.2.9200. 16384 | 1644414 | Windows Server 2012 R2 x64 Windows Server 2012 x64 | 2014-04-14
AegisSAN V100-P10 | GbE iSCSI | 1.1.0 3.7.0 | 6.2.9200. 16384 | 1644409 1775082 | Windows Server 2012 R2 x64 Windows Server 2012 x64 | 2014/4/14 2015/11/2 | MPIO ODX
AegisSAN V100-P20 | 10GbE iSCSI | 1.1.0 | 6.2.9200. 16384 | 1658776 | Windows Server 2012 R2 x64 Windows Server 2012 x64 | 2014-06-12
AegisSAN V100-F20 | 8Gb FC | 1.1.0 | 6.2.9200. 16384 | 1654848 | Windows Server 2012 R2 x64 Windows Server 2012 x64 | 2014-05-13
AegisSAN V100-F30 | 16Gb FC | 1.1.0 | 6.2.9200. 16384 | 1687622 | Windows Server 2012 R2 x64 Windows Server 2012 x64 | 2014-10-30
AegisSAN F300Q | 4G FC | 2.0.1 | 2.0.0 | 1430008 | Windows Server 2008 Release 2 family, x64 | 2010/11/17
|  |  |  | 1432372 | Windows Server 2008 family, x64 Windows Server 2008 family, x86 | 2010/11/23
|  |  |  | 1435271 | Windows Server 2003 family, x64 Windows Server 2003 family, x86 | 2010/12/13
|  | 2.2.4 | 6.2.9200. 16384 | 1580879 | Windows Server 2012 x64 | 2013-05-14
AegisSAN F400Q | 4G FC + GbE iSCSI | 2.2.4 | 6.2.9200. 16384 | 1580884 | Windows Server 2012 x64 | 2013-05-14
AegisSAN P300Q | GbE iSCSI | 2.0.1 | N/A | 1432905 | Windows Server 2008 Release 2 family, x64 | 2010/11/25
|  |  |  | 1434089 | Windows Server 2008 family, x64 Windows Server 2008 family, x86 | 2010-12-06
|  |  |  | 1433168 | Windows Server 2003 family, x64 Windows Server 2003 family, x86 | 2010/11/29
|  | 2.2.4 | 6.2.9200. 16384 | 1581252 | Windows Server 2012 x64 | 2013-05-15
AegisSAN P500Q | 10GbE iSCSI | 2.0.1 | N/A | 1432839 | Windows Server 2008 Release 2 family, x64 | 2010/11/25
|  |  |  | 1434842 | Windows Server 2008 family, x64 Windows Server 2008 family, x86 | 2010/12/10
|  |  |  | 1434864 | Windows Server 2003 family, x64 Windows Server 2003 family, x86 | 2010/12/10
|  | 2.2.4 | 6.2.9200. 16384 | 1581254 | Windows Server 2012 x64 | 2013-05-15
AegisSAN S300Q | SAS | 2.0.1 | 2.0.0 | 1431073 | Windows Server 2008 Release 2 family, x64 | 2010/11/15
|  |  |  | 1432844 | Windows Server 2008 family, x64 Windows Server 2008 family, x86 | 2010/11/25
|  |  |  | 1435282 | Windows Server 2003 family, x64 Windows Server 2003 family, x86 | 2010/12/13
|  | 2.2.4 | 6.2.9200. 16384 | 1582575 | Windows Server 2012 x64 | 2013-05-23
TrioNAS LX U400Q TrioNAS LX U400HA | GbE | 1.0.0 | 6.2.9200. 16384 | 1689529 | Windows Server 2012 R2 x64 Windows Server 2012 x64 | 2014-12-16
TrioNAS LX U600Q TrioNAS LX U600HA | 10GbE | 1.0.0 | 6.2.9200. 16384 | 1689525 | Windows Server 2012 R2 x64 Windows Server 2012 x64 | 2014-12-16
TrioNAS U120 | GbE | 1.2.3 | 6.2.9200. 16384 | 1655563 | Windows Server 2012 R2 x64 Windows Server 2012 x64 | 2014-05-21
Legacy VMware (http://partnerweb.vmware.com/comp_guide2/search.php?action=base&deviceCategory=san&partner=360)
AegisSAN LX P400Q | GbE iSCSI | 3.0.0 3.2.2 | N/A |  | ESXi 6.5 ESXi 6.0 (U1/U2/U3) ESXi 5.5 (U1/U2/U3), 5.1 (U1/U2/U3), 5.0 (U1/U2/U3) | 2017/6/2 2012/6/20 | VAAI-Block
AegisSAN LX P600Q | 10GbE iSCSI | 3.0.0 3.2.2 | N/A |  | ESXi 6.5 ESXi 6.0 (U1/U2/U3) ESXi 5.5 (U1/U2/U3), 5.1 (U1/U2/U3), 5.0 (U1/U2/U3) | 2017/6/2 2012/6/20 | VAAI-Block
AegisSAN LX F600Q | 8Gb FC + GbE iSCSI | 3.0.2 3.2.0 | N/A |  | ESXi 6.5 ESXi 6.0 (U1/U2/U3) ESXi 5.5 (U1/U2/U3), 5.1 (U1/U2/U3), 5.0 (U1/U2/U3) | 2017/6/2 2012/11/23 | VAAI-Block
AegisSAN LX F630Q | 16Gb FC + GbE iSCSI | 3.2.0 | N/A |  | ESXi 6.5 ESXi 6.0 (U1/U2/U3) ESXi 5.5 (U1/U2/U3), 5.1 (U1/U2/U3), 5.0 (U1/U2/U3) | 2017/6/2 2014/3/12 | VAAI-Block
AegisSAN V100-P10 | GbE iSCSI | 1.1.0 | N/A |  | ESXi 6.5 ESXi 6.0 (U1/U2/U3) ESXi 5.5 (U1/U2/U3) | 2017/6/2 2014/6/10 | VAAI-Block
AegisSAN V100-P20 | 10GbE iSCSI | 1.1.0 | N/A |  | ESXi 6.5 ESXi 6.0 (U1/U2/U3) ESXi 5.5 (U1/U2/U3) | 2017/6/2 2014/6/10 | VAAI-Block
AegisSAN V100-F30 | 16Gb FC | 1.1.1 | N/A |  | ESXi 6.5 ESXi 6.0 (U1/U2/U3) ESXi 5.5 (U1/U2/U3) | 2017/6/2 2014/12/2 | VAAI-Block
AegisSAN V100-F20 | 8Gb FC | 1.1.0 | N/A |  | ESXi 5.5 U2, ESXi 5.5 U1, 5.5 | 2014-06-10 | VAAI-Block
AegisSAN F300Q | 4G FC | 1.0.2 1.0.2 2.1.0 | N/A |  | ESX 4.0 U4, 4.0 U3, 4.0 U2, 4.0 U1 ESX 4.1 U3, 4.1 U3, 4.1 U3, 4.1 ESXi 5.1 U1, 5.1, 5.0 U2, 5.0 U1 | 2010/5/28 2010/5/28 2012/2/20
AegisSAN P300Q | GbE iSCSI | 1.0.2 1.0.2 2.1.0 | N/A |  | ESX 4.0 U4, 4.0 U3, 4.0 U2, 4.0 U1 ESX 4.1 U3, 4.1 U3, 4.1 U3, 4.1 ESXi 5.1 U1, 5.1, 5.0 U2, 5.0 U1, 5.0 | 2010/5/28 2010/5/28 2012/2/8
AegisSAN P500Q | 10GbE iSCSI | 1.0.2 1.0.2 2.1.0 | N/A |  | ESX 4.0 U4,4.0 U3, 4.0 U2, 4.0 U1 ESX 4.1 U3, 4.1 U3, 4.1 U3, 4.1 ESXi 5.1 U1, 5.1, 5.0 U2, 5.0 U1, 5.0 | 2010/7/16 2010/7/16 2012/2/13
TrioNAS LX U400Q TrioNAS LX U400HA | GbE | 1.1.0 1.2.3 2.1.0 | N/A |  | ESXi 6.5 ESXi 6.0 (U1/U2/U3) ESXi 5.5 (U1/U2/U3), 5.1 (U1/U2/U3), 5.0 (U1/U2/U3) | 2017/6/2 2015/10/19 2013/3/29 | NFS, VAAI-NAS
TrioNAS LX U600Q TrioNAS LX U600HA | 10GbE | 1.1.0 1.2.3 2.1.0 | N/A |  | ESXi 6.5 ESXi 6.0 (U1/U2/U3) ESXi 5.5 (U1/U2/U3), 5.1 (U1/U2/U3), 5.0 (U1/U2/U3) | 2017/6/2 2015/10/19 2013/3/29 | NFS, VAAI-NAS
TrioNAS U110 | GbE | 1.1.0 1.2.3 | N/A |  | ESXi 6.5 ESXi 6.0 (U1/U2/U3) ESXi 5.5 (U1/U2/U3), 5.1 (U1/U2/U3), 5.0 (U1/U2/U3) | 2017/6/2 2014/5/20 2013/3/29 | NFS
TrioNAS U120 | GbE | 1.2.3 | N/A |  | ESXi 6.5 ESXi 6.0 (U1/u2/U3) ESXi 5.5 (U1/U2/U3) | 2017/6/2 2014/7/17 | NFS, iSCSI, VAAI-Block
TrioNAS U210 | GbE | 1.1.0 1.2.3 | N/A |  | ESXi 6.5 ESXi 6.0 (U1/U2/U3) ESXi 5.5 (U1/U2/U3), 5.1 (U1/U2/U3), 5.0 (U1/U2/U3) | 2017/6/2 2014/5/20 2013/3/29 | NFS, iSCSI, VAAI-Block
TrioNAS U211 | GbE | 2.1.0 | N/A |  | ESXi 6.5 ESXi 6.0 (U1/U2/U3) | 2017/6/2 2015/10/19 | NFS,VAAI-Block
TrioNAS U220 | 10GbE | 1.1.0 1.2.3 | N/A |  | ESXi 6.5 ESXi 6.0 (U1/U2/U3) ESXi 5.5 (U1/U2/U3), 5.1 (U1/U2/U3), 5.0 (U1/U2/U3) | 2017/6/2 2014/5/20 2013/3/29 | NFS
TrioNAS U221 | 10GbE | 1.1.0 1.2.3 2.1.0 | N/A |  | ESXi 6.5 ESXi 6.0 (U1/U2/U3) ESXi 5.5 (U1/U2/U3), 5.1 (U1/U2/U3), 5.0 (U1/U2/U3) | 2017/6/2 2015/10/19 2014/5/20 2013/3/29 | NFS, iSCSI, VAAI-Block, VAAI-NAS
TrioNAS U200 | 1GbE | 1.1.0 | N/A |  | ESXi 5.1 U1, 5.1, 5.0 U2, 5.0 U1, 5.0 | 2013-03-29
P110V04 | GbE iSCSI |  | N/A |  | ESXi 5.1 U1, 5.1, 5.0 U2, 5.0 U1, 5.0 | 2012-02-20
P210V40 | GbE iSCSI |  | N/A |  | ESXi 5.1 U1, 5.1, 5.0 U2, 5.0 U1, 5.0 | 2012-02-20
Legacy Citrix (http://www.citrix.com/ready/en/qsan-technology-inc)
AegisSAN LX P400Q | GbE iSCSI | 3.0.8 | N/A |  | Citrix XenServer 6.0, 6.0.2 | 2013/8/23
AegisSAN LX P600Q | 10GbE iSCSI | 3.0.8 | N/A |  | Citrix XenServer 6.0, 6.0.2 | 2013/8/23
AegisSAN LX F600Q | 8Gb FC + GbE iSCSI | 3.0.3 3.0.8 | N/A |  | Citrix XenServer 6.0 Citrix XenServer 6.0.2 | 2012/10/22 2013/8/23
AegisSAN LX F630Q | 16Gb FC + GbE iSCSI | 3.2.0 | N/A |  | Citrix XenServer 6.2 | 2014/1/21
AegisSAN LX P400Q | GbE iSCSI | 1.0.0 | N/A |  | Citrix XenServer 5.6 | 2011/8/29 2013/8/23
AegisSAN LX P600Q | 10GbE iSCSI | 1.0.0 | N/A |  | Citrix XenServer 5.6 | 2011/8/10 2013/8/23
AegisSAN V100-P10 | GbE iSCSI | 1.1.0 | N/A |  | Citrix XenServer 6.2 | 2014-03-10
AegisSAN V100-P20 | 10GbE iSCSI | 1.1.0 | N/A |  | Citrix XenServer 6.2 | 2014-06-11
AegisSAN V100-F30 | 16Gb FC | 1.1.1 | N/A |  | Citrix XenServer 6.2 | 2014-10-15
AegisSAN F300Q | 4G FC | 2.0.1 | N/A |  | Citrix XenServer 5.6 | 2011/1/25
AegisSAN P300Q | GbE iSCSI | 2.0.1 2.2.0 | N/A |  | Citrix XenServer 5.6 Citrix XenServer 6.0 | 2010/11/30 2011/12/7
AegisSAN P500Q | 10GbE iSCSI | 2.0.1 2.2.0 | N/A |  | Citrix XenServer 5.6 Citrix XenServer 6.0 | 2010/12/12 2011/12/7
TrioNAS LX U400Q TrioNAS LX U400HA | GbE | 1.0.0 | N/A |  | Citrix XenServer 6.2 | 2014-08-05
TrioNAS LX U600Q TrioNAS LX U600HA | 10GbE iSCSI | 1.0.0 | N/A |  | Citrix XenServer 6.2 | 2014-08-05
TrioNAS U110 | GbE | 1.1.0 | N/A |  | Citrix XenServer 6.0, 6.1 | 2013/3/14
TrioNAS U120 | GbE | 1.2.4 | N/A |  | Citrix XenServer 6.2 | 2014-07-17
TrioNAS U210 | GbE | 1.1.0 | N/A |  | Citrix XenServer 6.0, 6.1 | 2013/3/14
TrioNAS U220 | 10GbE | 1.1.0 | N/A |  | Citrix XenServer 6.0, 6.1 | 2013/3/14
TrioNAS U221 | 10GbE | 1.1.0 | N/A |  | Citrix XenServer 6.0, 6.1 | 2013/3/14
TrioNAS U110 | GbE | 1.1.0 | N/A |  | Citrix XenServer 5.6 | 2013/3/14
TrioNAS U210 | GbE | 1.1.0 | N/A |  | Citrix XenServer 5.6 | 2013/3/14
TrioNAS U220 | 10GbE | 1.1.0 | N/A |  | Citrix XenServer 5.6 | 2013/3/14
TrioNAS U221 | 10GbE | 1.1.0 | N/A |  | Citrix XenServer 5.6 | 2013/3/14
TrioNAS U200 | GbE | 1.1.0 | N/A |  | Citrix XenServer 5.6, 6.0, 6.1 | 2013/3/14
P110V04 | GbE iSCSI | 1.2.0 | N/A |  | Citrix XenServer 5.6